## Input
Exchange 2007 Mailbox Server Role Storage Requirements Calculator |  |  | PUBLIC
Author: Ross Smith IV |  |  | Version: 16.0
Contributors: Robert Quimbey, Matt Gossage, Kyryl Perederiy, Ramon Infante, Muris Saab, Larry Draper, Paul Galjan, Michael Webb
Questions: Email strgcalc@microsoft.com
Latest version available at: http://go.microsoft.com/fwlink/?LinkID=84202
Legal Information: This is provided "AS IS" with no warranties, and confers no rights. Use of this application is subject to the Terms of Use - http://technet.microsoft.com/en-us/library/aa997216.aspx.
Instructions: Fill in the blue variables. Choose the appropriate drop-downs for the red variables. The calculator will do the rest.
Important: This tool should only be used for storage modeling purposes. Please consult with the storage vendor regarding storage design and follow recommended storage design testing processes. The example configuration provided within this calculator is just that, an example, and as such, each input option needs to be evaluated as to how it will affect your design.
Note1: This calculator assumes that the only role installed on the server is the Mailbox Server Role.
Note2: The calculated IOPS value has an accuracy of +/- 20% accuracy and does not include third-party products that may generate additional Database Reads and Writes.
Note3: If third-party applications/services will be utilized, please refer to the third-party manufacturer to determine if the application/service will have any I/O or capacity impacts on the solution.
Note4: This calculator distributes the different tiers of mailboxes across each database (in other words, mailbox tiers do not have dedicated databases).
Note5: This calculator assumes that all source storage groups will be replicated to the SCR targets.
Storage Requirements Input Factors - Server Configuration
Step 1 - Please enter in the appropriate information for cells that are blue and choose the appropriate drop-downs for cells that are red concerning your server configuration.
Exchange Server Configuration |  | Standby Continuous Replication Configuration
Exchange Server 2007 Version | SP1+ | Number of SCR Targets / Source Server | 1
Number of Exchange Mailbox Servers | 1 | SCR Target High Availability Configuration | Single-Node
High Availability Model | CCR | SCR Log Replay Delay (Seconds) | 86400
Content Indexing? | Enabled | SCR Log Truncation Delay (Seconds) | 0
Dedicated Maintenance / Restore LUN? | Yes
LUN Free Space Percentage | 20%
Exchange Data Configuration |  | Database Configuration
Deleted Item Retention Window (Days) | 14 | Use Recommended Maximum Database Sizes? | Yes
Data Overhead Factor | 20% | Maximum Database Size (GB) | 0
Mailbox Moves / Week Percentage | 5%
IOPS Configuration
I/O Overhead Factor | 20%
Additional I/O Requirement / Server | 0
Storage Requirements Input Factors - Mailbox & Client Configuration
Step 2 - Please enter in the appropriate information for cells that are blue and choose the appropriate drop-downs for cells that are red concerning your mailbox population. If the server(s) will house multiple mailbox types, then please enter that information in the Tier-2 and Tier-3 User Mailbox tables. Otherwise, only use the Tier-1 User Mailbox table.
Tier-1 User Mailbox Configuration |  | Client Configuration
Total Number of Tier-1 User Mailboxes | 4000 | User Concurrency | 100%
Projected Mailbox Number Growth | 0%
Send/Receive Capability / Mailbox / Day | 20 sent/80 received
Average Message Size (KB) | 50
Tier-1 User Mailbox Size Limit (MB) | 2048
Predict IOPS Value? | Yes
Tier-1 User IOPS / mailbox | 0
Tier-1 Database Read:Write Ratio | 0%
Outlook Mode (Majority of Clients) | Cached Mode
Tier-2 User Mailbox Configuration |  | Tier-3 User Mailbox Configuration
Total Number of Tier-2 User Mailboxes | 0 | Total Number of Tier-3 Mailboxes | 0
Projected Mailbox Number Growth | 0% | Projected Mailbox Number Growth | 0%
Send/Receive Capability / Mailbox / Day | 20 sent/80 received | Send/Receive Capability / Mailbox / Day | 20 sent/80 received
Average Message Size (KB) | 50 | Average Message Size (KB) | 50
Tier-2 User Mailbox Size Limit (MB) | 2048 | Tier-3 User Mailbox Size Limit (MB) | 2048
Predict IOPS Value? | Yes | Predict IOPS Value? | Yes
Tier-2 User IOPS / mailbox | 0 | Tier-3 User IOPS / mailbox | 0
Tier-2 Database Read:Write Ratio | 0% | Tier-3 Database Read:Write Ratio | 0%
Outlook Mode (Majority of Clients) | Cached Mode | Outlook Mode (Majority of Clients) | Cached Mode
Storage Requirements Input Factors - Backup Configuration
Step 3 - Please enter in the appropriate information for cells that are blue and choose the appropriate drop-downs for cells that are red concerning how your server(s) will be backed up.
Backup Configuration
Backup Methodology | Software VSS Backup/Restore
Backup Frequency | Weekly Full / Daily Incremental
Streaming Backup Rate (MB/s) | 120
Streaming Restore Rate (MB/s) | 120
Backup Failure Tolerance | 2
Storage Requirements Input Factors - Log Replication Configuration
Step 4 (Optional) - If the server(s) will replicate data between physical locations, then please enter in the appropriate information for cells that are blue concerning your log generation frequency on an hourly basis. Also, choose the appropriate red variable for the acceptable amount of lag time between the production site and the SCR site. This data will help determine the appropriate log bandwidth requirements for both geographically dispersed CCR and SCR configurations. When entering this data, enter it for a single server that is representative of the environment.
Log Replication Configuration |  | Network Configuration
Hours in the Day | Number of Logs Generated / Hour | Network Link Type | Gigabit Ethernet
|  | Network Link Latency (ms) | 50
1 | 4383.6045 | Network Failure Tolerance (Days) | 0
2 | 2798.0454
3 | 6155.6999 | Recovery Configuration
4 | 5129.7499 | Recovery Point Objective (Hours) | 24
5 | 7647.9908
6 | 10912.3771
7 | 8860.4771
8 | 8021.0635
9 | 11378.718
10 | 18187.2952
11 | 13803.6907
12 | 12497.9362
13 | 13150.8135
14 | 10072.9635
15 | 11658.5226
16 | 7647.9908
17 | 4290.3363
18 | 4103.7999
19 | 3450.9227
20 | 2984.5818
21 | 9047.0135
22 | 4383.6045
23 | 2798.0454
24 | 2051.9
Note on B24: Enter the Exchange 2007 version being deployed in the environment. The value entered will affect RAM sizing.
Note on E24: Exchange 2007 supports Standby Continuous Replication (SCR). Each source server can have multiple SCR targets. If you would like to plan for SCR, please enter the number of SCR targets you would like.
Note on B25: Enter the number of mailbox servers for which you would like to design the solution. The calculator will then take the total number of mailboxes and evenly spread them across all mailbox servers.
Note on E25: Choose the type of HA option you would like for your SCR target environments. Choose single-node if you are doing one of the following: - Deploying 2-node source clusters (CCR or SCC) and want only a single node to be the standby cluster. - Deploying standalone mailbox servers (or LCR) - Performing Database Portability - Choose Match Source Configuration if you want to perform server recovery and retain the same level of availability as the source environment.
Note on B26: Enabling Continuous Replication has additional requirements in terms of storage and memory. Enabling LCR will require an additional 1GB of physical memory. Both CCR and LCR will require additional storage identical to the production copy for storage of the replica. Also this calculator assumes that each CCR cluster will have storage that is isolated from any other CCR cluster.
Note on E26: When enabling Standby Continuous Replication, you have the option to specify the amount of time that the Microsoft Exchange Replication Service should wait before replaying log files that have been copied to the SCR target machine. The default setting for this option is 24 hours. The maximum allowable setting for this option is 7 days. The minimum allowable setting is 0 seconds, although setting this value to 0 seconds effectively eliminates any delay in log replay activity above and beyond the default delay of 50 log files, as described below. In addition to the administrator-configured delay of replay that is specified using the ReplayLagTime parameter, Exchange will also prevent a fixed number of log files from being replayed on an SCR target, regardless of the value for ReplayLagTime using the following formula: Max of ("value of ReplayLagTime" or "X log files") where X=50. This is an additional safeguard against the need to re-seed a storage group in situations when an SCR source that is in a continuous replication environment (e.g., LCR or CCR) experiences a lossy failover and is brought online using the Restore-StorageGroupCopy cmdlet. By delaying replay activity on the SCR targets, when a lossy failover for an SCR source occurs, the chances of needing to re-seed the SCR copies will be minimized because the nature of the data loss on the SCR source puts the two copies closer together in time.
Note on B27: By default Content Indexing is enabled in Exchange 2007 mailbox servers. The results is about a 5% additional capacity requirement per storage group.
Note on E27: This parameter is used to specify the amount of time that the Microsoft Exchange Replication service should wait before truncating log files that have been copied to the SCR target computer and replayed into the copy of the database. The time period begins after the log has been successfully replayed into the copy of the database. The format for this parameter is (Days.Hours:Minutes:Seconds). The maximum allowable setting for this value is 7 days. The minimum allowable setting is 0 seconds, although setting this value to 0 seconds effectively eliminates any delay in log truncation activity. After the value for this parameter is set, it cannot be changed without disabling and re-enabling SCR. On an SCR target, a background thread runs every three minutes to determine if any log files need to be truncated. If the following two criteria are met, a log file will be truncated: - The log file generation sequence is below the log file checkpoint for the storage group. - The log file is older than ReplayLagTime + TruncationLagTime.
Note on B28: A dedicated Restore LUN can be used by Exchange administrators as a staging point for the restoration of data or could be used during maintenance activities (e.g. ESEUTIL / ISINTEG). Selecting Yes to this question will result in the allocation of a dedicated RAID-5 LUN for restore / maintenance operations and will change the capacity allocations for both database and/or transaction log LUN design.
Note on B29: Operations Management programs like MOM, Insight Manager, etc will warn when a certain percentage of disk space is utilized on a LUN (usually when there is less than 20% of the disk is left). To ensure that the LUN design includes enough space so that the LUNs are not designed at capacity, this factor will add additional space to each LUN.
Note on B32: The Deleted Item Retention Window refers to how long items will remain in the store after the user empties the Deleted Items Bin. This feature allows end users to recover items mistakenly deleted without having to call help desk and have the Exchange administrator restore the database. The default in Exchange 2007 is 14 days. The value entered in the deleted item retention window will affect the database capacity by increasing the mailbox size footprint.
Note on E32: By default the calculator will use the following maximum database sizes: - For systems without continuous replication, the maximum database size will be 100GB. - For systems with continuous replication, the maximum database size will be 200GB. If you want to allow for a larger or smaller database sizes, select No to this question, otherwise use the default settings by selecting Yes.
Note on B33: For most deployments it is recommended to add a “fluff factor” of 20-30% to the database size after all other factors are considered when creating the database LUN.
Note on E33: Enter in a custom maximum database size you would like to design toward. Note: You must select "No" to the question "Use Recommended Maximum Database Sizes" in order for this value to be utilized.
Note on B34: Moving mailboxes is a primary capacity factor for large mailbox deployments. Most large companies move a percentage of their users on a nightly or weekly basis to different databases, servers, or sites. It may also be necessary to over provision the log LUN to accommodate user migration to Exchange 2007. While the source Exchange server will log the record deletions, which are small, it is the target server which must write everything transferred to the transaction logs first. If you generate 10GB of log files in one day, and keep a 3 day buffer of 30GB, moving 50, 2GB mailboxes (100GB), would fill up your target log LUN and cause downtime. In cases such as these, you may have to allocate additional capacity for the log LUNs to accommodate your move mailbox practices.
Note on B37: This value is a growth factor that can be used to ensure that additional I/O is available during periods of unexpected high I/O activity. Microsoft recommends factoring in an additional 20% I/O growth.
Note on B38: Add in an additional I/O total value if you know that there will be additional load on the database disk drives that are not included in the mailbox IOPS factor. Examples: - Store-based anti-virus - A third-party mobility solutions - store-based journaling - client-side search engines when using online mode clients To derive at how much overhead is needed, measure it in a controlled environment by comparing a baseline system against a system that has the I/O generating application installed and running. For example, let’s say Application x generates 500 additional I/Os when compared with the baseline system. In that case, you want to enter 500 into this field. Or consider this methodology. You know an application that you will be using will generate an I/O increase per mailbox. To determine how much I/O you need follow these simple steps: 1. Determine the I/O requirements without the application's overhead. For example, you are designing a solution for 1000 heavy profile mailboxes. From the output of the calculator you know that each mailbox will require .32 IOPS, for a total of 320 host IOPS required to sustain all the databases. 2. Determine the application overhead. For example, the application increases the I/O overhead by a factor of 4. For this scenario that would be (1000 *.32 *4) = 1280. So the total I/O that has to be sustained from the host perspective for the databases is (1280 + 320) = 1600 3. Enter in the application overhead into the "Additional I/O Requirements" field. For our scenario you would enter 1280.
Note on B45: Total number of mailboxes that will be supported in the environment for this mailbox class. If you want multiple servers, enter in the total number of mailboxes within the environment here and the calculator will evenly distribute them across each server.
Note on E45: Expected user concurrency during peak times. Usually assume 80-100% for most enterprise implementations. This concurrency number will apply to all mailbox tiers.
Note on B46: Enter in the total projected growth in number of mailboxes that you expect this solution will incur during its lifecycle. This will be used in calculating the performance and capacity requirements.
Note on B47: Select the knowledge worker profile that fits your user environment. You can determine what value your environment is by using the Exchange Profile Analyzer. http://www.microsoft.com/downloads/info.aspx?na=22&p=1&SrcDisplayLang=en&SrcCategoryId=&SrcFamilyId=&u=%2fdownloads%2fdetails.aspx%3fFamilyID%3d8f575f60-bd80-44aa-858b-a1f721108fad%26DisplayLang%3den
Note on B48: The average message size within the environment. Microsoft recommends using an average message size of 50KB if this data point is not known.
Note on B49: Send/Receive Quota Limit that will be used for the majority of the mailboxes.
Note on B50: By default the storage calculator will determine the IOPS profile per mailbox based on the storage and memory requirements. If you’d like to design toward a specific IOPS profile, you can override this behavior by selecting No, and entering in an IOPS/Mailbox value. Note: The IOPS Calculation has an accuracy of +/- 20% accuracy and does not include 3rd Party Products that may generate addition Database Reads and Writes.
Note on B51: IO per second per mailbox that is gathered based on performance data collected or theoretical number chosen. If varying classes of users exist on the system, the system should be scaled to handle the larger IO profile than the smaller one. Note: Actual data gathering should be performed to determine an accurate storage design. It should include all applications that may increase the I/O (mobility, AV, content indexing,). Validation If you select No to "Predict IOPS Value", then you must define IOPS and read:write values for this configuration.
Note on B52: Note: This value is only used when you do not use the IOPS Prediction formula for a mailbox tier. Read/write mix that will occur in the Exchange infrastructure. With Exchange 2007, you should see a 1:1 Read:Write mixture for database operations when your clients are mostly Outlook operating in Cached Mode. Expect a different read/write mix to occur if your clients are mostly Outlook operating in Online Mode. Validation If you select No to "Predict IOPS Value", then you must define IOPS and read:write values for this configuration.
Note on B53: Choose the Outlook mode that the majority of clients utilize. This will have an effect on the IOPS/mailbox that is calculated.
Note on B56: Total number of mailboxes that will be supported in the environment for this mailbox class. If you want multiple servers, enter in the total number of mailboxes within the environment here and the calculator will evenly distribute them across each server.
Note on E56: Total number of mailboxes that will be supported in the environment for this mailbox class. If you want multiple servers, enter in the total number of mailboxes within the environment here and the calculator will evenly distribute them across each server.
Note on B57: Enter in the total projected growth in number of mailboxes that you expect this solution will incur during its lifecycle. This will be used in calculating the performance and capacity requirements.
Note on E57: Enter in the total projected growth in number of mailboxes that you expect this solution will incur during its lifecycle. This will be used in calculating the performance and capacity requirements.
Note on B58: Select the knowledge worker profile that fits your user environment. You can determine what value your environment is by using the Exchange Profile Analyzer. http://www.microsoft.com/downloads/info.aspx?na=22&p=1&SrcDisplayLang=en&SrcCategoryId=&SrcFamilyId=&u=%2fdownloads%2fdetails.aspx%3fFamilyID%3d8f575f60-bd80-44aa-858b-a1f721108fad%26DisplayLang%3den
Note on E58: Select the knowledge worker profile that fits your user environment. You can determine what value your environment is by using the Exchange Profile Analyzer. http://www.microsoft.com/downloads/info.aspx?na=22&p=1&SrcDisplayLang=en&SrcCategoryId=&SrcFamilyId=&u=%2fdownloads%2fdetails.aspx%3fFamilyID%3d8f575f60-bd80-44aa-858b-a1f721108fad%26DisplayLang%3den
Note on B59: The average message size within the environment. Microsoft recommends using an average message size of 50KB if this data point is not known.
Note on E59: The average message size within the environment. Microsoft recommends using an average message size of 50KB if this data point is not known.
Note on B60: Send/Receive Quota Limit that will be used for the majority of the mailboxes.
Note on E60: Send/Receive Quota Limit that will be used for the majority of the mailboxes.
Note on B61: By default the storage calculator will determine the IOPS profile per mailbox based on the storage and memory requirements. If you’d like to design toward a specific IOPS profile, you can override this behavior by selecting No, and entering in an IOPS/Mailbox value. Note: The IOPS Calculation has an accuracy of +/- 20% accuracy and does not include 3rd Party Products that may generate addition Database Reads and Writes.
Note on E61: By default the storage calculator will determine the IOPS profile per mailbox based on the storage and memory requirements. If you’d like to design toward a specific IOPS profile, you can override this behavior by selecting No, and entering in an IOPS/Mailbox value. Note: The IOPS Calculation has an accuracy of +/- 20% accuracy and does not include 3rd Party Products that may generate addition Database Reads and Writes.
Note on B62: IO per second per mailbox that is gathered based on performance data collected or theoretical number chosen. If varying classes of users exist on the system, the system should be scaled to handle the larger IO profile than the smaller one. Note: Actual data gathering should be performed to determine an accurate storage design. It should include all applications that may increase the I/O (mobility, AV, content indexing,). Validation If you select No to "Predict IOPS Value", then you must define IOPS and read:write values for this configuration.
Note on E62: IO per second per mailbox that is gathered based on performance data collected or theoretical number chosen. If varying classes of users exist on the system, the system should be scaled to handle the larger IO profile than the smaller one. Note: Actual data gathering should be performed to determine an accurate storage design. It should include all applications that may increase the I/O (mobility, AV, content indexing,). Validation If you select No to "Predict IOPS Value", then you must define IOPS and read:write values for this configuration.
Note on B63: Note: This value is only used when you do not use the IOPS Prediction formula for a mailbox tier. Read/write mix that will occur in the Exchange infrastructure. With Exchange 2007, you should see a 1:1 Read:Write mixture for database operations when your clients are mostly Outlook operating in Cached Mode. Expect a different read/write mix to occur if your clients are mostly Outlook operating in Online Mode. Validation If you select No to "Predict IOPS Value", then you must define IOPS and read:write values for this configuration.
Note on E63: Note: This value is only used when you do not use the IOPS Prediction formula for a mailbox tier. Read/write mix that will occur in the Exchange infrastructure. With Exchange 2007, you should see a 1:1 Read:Write mixture for database operations when your clients are mostly Outlook operating in Cached Mode. Expect a different read/write mix to occur if your clients are mostly Outlook operating in Online Mode. Validation If you select No to "Predict IOPS Value", then you must define IOPS and read:write values for this configuration.
Note on B64: Choose the Outlook mode that the majority of clients utilize. This will have an effect on the IOPS/mailbox that is calculated.
Note on E64: Choose the Outlook mode that the majority of clients utilize. This will have an effect on the IOPS/mailbox that is calculated.
Note on B70: The type of backup methodology you are planning to use. If you plan to implement LCR or CCR, or increase mailbox sizes significantly, you should consider VSS over streaming.
Note on B71: The frequency at which you perform a backup.
Note on B72: The backup rate helps to provide an estimation of how long it will take to complete backup on an Exchange server. The backup rate is based on the assumption that the backup process can sustain the rate against each Storage Group concurrently. The backup window is a critical section of planning to ensure that the backup window is run within a timeframe to minimize the impact on other workloads (if running against active node). The actual backup rate that can be achieved will depend on four things: 1. Read rate from source LUN – if designed properly, this should not be a huge problem unless you run backup during peak times or you’re running multiple threads from the same set of disks. 2. Media Write rate – same situation as above but it can vary on the native tape drive performance: a. LTO2-40MB/s b. LTO3-80MB/s c. LTO4-120MB/s g. There is also a back hitching phenomenon which happens when you cannot saturate the tape (tape stops/rewinds/starts frequently and you loose a great deal of throughput). Most modern drives are able to adjust their tape speed usually down to 50%-70% of the nominal, but when you are writing 20mb/sec to an LTO3, it’s going to hurt and in the end you’ll end up with something like 3MB/sec. 3. Backup application limitations – mostly NTBackup illness (20MB/s tops) – all other backup applications should scale higher. 4. In rare cases when you run backups over the network, it can be a bottleneck too.
Note on B73: The rate at which you can restore data.
Note on B74: The backup failure tolerance allows you to choose how many days you can go without a backup that performs truncation. Full Backups and Incremental backups purge the transaction logs since the last full/incremental backup. However if a backup job fails you need to ensure that you have enough capacity to allow for either restoration or continuation of service until the next backup window.
Note on B83: This column represents the hours in the day.
Note on C83: This is the total number of logs generated on the server for each hour in the day.
Note on E83: Select the network link that will be used between the two physical locations.
Note on E84: Enter the network link latency.
Note on E85: When deploying geographically dispersed CCR or SCR across a WAN link there is the possibility that the network link between the two locations will become unavailable. As a result, truncation on the source cannot occur. To ensure you have enough space to survive the network outage, enter a value for Network Failure Tolerance (measured in days).
Note on E88: Recover Point Objective (RPO) is the acceptable amount of data loss you can have measured in hours. In terms of log replication, this means how behind can you get in log shipping? For geographically dispersed CCR, this value does not apply since you cannot get behind in log replication; otherwise your storage groups will not mount upon failover. For SCR, the RPO choice will determine your bandwidth requirements. The lower the RPO (a value of 1 essentially means you want to only lose the open log file), the higher the bandwidth you need because you cannot get behind in log replication. The higher the RPO (approaching 24) less bandwidth is needed as you are expecting to be behind (up to x hours) in log replication.

## Storage Requirements
Note1: Do not make any changes to this sheet. This sheet is only used for calculation purposes.
Note2: The calculated IOPS/mbx value has an accuracy of +/- 20% accuracy and does not include third-party products that may generate additional Database Reads and Writes.
Note3: While the transaction log capacity for the move mailbox operations is calculated in terms of the entire weekly mailbox moves being performed on the same day (worst case), the average transaction logs generated per day assumes the opposite (i.e. a percentage of the weekly mailbox move percentage are performed each day) to facilitate log generation planning scenarios (e.g. VSS solutions).
Note4: When designing the storage solution, please keep in mind that Log I/O is sequential in nature and is thus different from database I/O which is random in nature. Disks can perform many more sequential I/Os than they can random I/Os.
Storage Requirements Calculations Pane
Tier-1 User Mailbox Calculations |  |  |  | Tier-2 User Mailbox Calculations
Number of Tier-1 Mailboxes | 4000 |  |  | Number of Tier-2 Mailboxes | 0
Message Profile / Mailbox | Heavy |  |  | Message Profile / Mailbox | --
Memory Profile / Mailbox | Heavy (5MB) |  |  | Memory Profile / Mailbox | --
Transaction Logs Generated / Mailbox / Day | 24 |  |  | Transaction Logs Generated / Mailbox / Day | 0
Mailbox Size (MB) | 2122 |  |  | Mailbox Size (MB) | 0
DB Cache / Mailbox (MB) | 5 |  |  | DB Cache / Mailbox (MB) | 0
DB Reads / Mailbox | 0.16862 |  |  | DB Reads / Mailbox | 0
DB Writes / Mailbox | 0.152 |  |  | DB Writes / Mailbox | 0
Read:Write Ratio | 0.52592 |  |  | Read:Write Ratio | 0
IOPS Profile / Mailbox | 0.32062 |  |  | IOPS Profile / Mailbox | 0
DB Total Transfers/s | 1282.4826 |  |  | DB Total Transfers/s | 0
DB Read Transfers/s | 674.4826 |  |  | DB Read Transfers/s | 0
DB Write Transfers/s | 608 |  |  | DB Write Transfers/s | 0
Tier-3 User Mailbox Calculations |  |  |  | I/O Calculations
Number of Tier-3 Mailboxes | 0 |  |  | Aggregate Database Read:Write Ratio | 0.52592
Message Profile / Mailbox | -- |  |  | Peak IOPS | 1538.9791
Memory Profile / Mailbox | -- |  |  | DB Read Transfers/s | 809.3791
Transaction Logs Generated / Mailbox / Day | 0 |  |  | DB Write Transfers/s | 729.6
Mailbox Size (MB) | 0 |  |  | Log Write Transfers/s | 547.2
DB Cache / Mailbox (MB) | 0 |  |  | Log Read Transfers/s | 54.72
DB Reads / Mailbox | 0
DB Writes / Mailbox | 0
Read:Write Ratio | 0 |  |  | Database Calculations
IOPS Profile / Mailbox | 0 |  |  | Tier-1 User Mailbox Ratio | 1
DB Total Transfers/s | 0 |  |  | Tier-2 User Mailbox Ratio | 0
DB Read Transfers/s | 0 |  |  | Tier-3 User Mailbox Ratio | 0
DB Write Transfers/s | 0 |  |  | Calculated Number of Mailboxes / DB | 96.5127
|  |  |  | Recommended Number of Mailboxes / DB | 95.2381
Server Calculations |  |  |  | Tier-1 Number of Mailboxes / DB | 95.2381
Total Mailboxes | 4000 |  |  | Tier-2 Number of Mailboxes / DB | 0
Total Mailboxes per Server | 4000 |  |  | Tier-3 Number of Mailboxes / DB | 0
Amount of RAM Needed for Store/ESE | 20 |  |  | Recommended Number of Storage Groups (Databases) | 42
Minimum RAM Guidance | 13 |  |  | Calculated Total Number of Mailboxes | 4000
Calculated Total RAM Configuration | 22
Transaction Log Calculations |  |  |  | Disk Capacity Calculations
User Transaction Logs Generated / Day / Server | 115200 |  |  | Database Disk Space Required (GB) | 9946.875
User Transaction Logs Generated / Day / SG | 2742.8571 |  |  | Total Log Disk Space Required (GB) | 705
Log Disk Space Required - Backups | 225
Log Disk Space Required - Mailbox Moves | 480 |  |  | SCR Lag Time Calculations
Mailbox Move Transaction Logs Generated / Week / Server | 491520 |  |  | SCR Log Replay Lag Time | 1
Mailbox Move Transaction Logs Generated / Week / SG | 11702.8571 |  |  | SCR Log Truncation Lag Time | 0
Mailbox Move Transaction Logs Generated / Day / Server | 70217.1429
Mailbox Move Transaction Logs Generated / Day / SG | 1671.8367
Average Transaction Logs Generated / SG / Day | 4414.6939
Average Transaction Logs Generated / Server / Day | 185417.1429
Storage Requirements Results Pane
Number of Servers & Data Copies | Value
Number of Mailbox Servers | 1
Number of SCR Target Servers | 1
Number of Data Copies / Mailbox Server | 3
User Mailbox Configuration | Tier-1 | Tier-2 | Tier-3
Total Number of User Mailboxes | 4000 | -- | --
User Mailbox Size (within Database) | 2122 | -- | --
Database Cache / Mailbox | 5 MB | -- | --
Transaction Logs Generated / Mailbox / Day | 24 | -- | --
IOPS Profile / Mailbox | 0.32062 | -- | --
Solution Configuration | Single Server | Total for all Mailbox Servers
Recommended RAM Configuration (GB) | 22 | --
Recommended Number of Storage Groups (Databases) | 42 | 42
Recommended Number of Mailboxes / Database | 95.2381 | --
Number of Tier-1 Mailboxes / Database | 95.2381 | --
Number of Tier-2 Mailboxes / Database | -- | --
Number of Tier-3 Mailboxes / Database | -- | --
Total Number of Mailboxes | 4000 | 4000
Transaction Log Requirements | Single Server | Total for all Mailbox Servers
User Transaction Logs Generated / Day | 115200 | 115200
Average Move Mailbox Transaction Logs Generated / Day | 70217.1429 | 70217.1429
Average Transaction Logs Generated / Server / Day | 185417.1429 | 185417.1429
User Transaction Logs Generated / SG / Day | 2742.8571 | --
Average Move Mailbox Transaction Logs Generated / SG / Day | 1671.8367 | --
Average Transaction Logs Generated / SG / Day | 4414.6939 | --
Disk Space & Performance Requirements | Single Server | Total for all Mailbox Servers | Total for all SCR Servers
Database Disk Space Required / Replica | 9946.875 | 19893.75 | 9946.875
Log Disk Space Required / Replica | 705 | 1410 | 705
Database LUN Disk Space Required / Replica | 13055.2734 | 26110.5469 | 13055.2734
Log LUN Disk Space Required / Replica | 881.25 | 1762.5 | 881.25
Restore LUN Size / Node (and / SCR Targets) | 2219.1406 | 4438.2812 | 2219.1406
Total Database Required IOPS / Replica | 1538.9791 | 3077.9581 | 1538.9791
Total Log Required IOPS / Replica | 601.92 | 1203.84 | 601.92
Special Notes
Important: The calculator recommends a LUN size greater than 2TB. In order to implement this size you have two options. The preferred method is to reduce the number of mailboxes, reduce the size of the database, or decrease the mailbox size to ensure that you are below the 2TB MBR partition limit. The second option is to utilize GPT partitions which do not have a 2TB limit; however if you are clustering, Windows Server 2003 Failover Clustering does not support GPT disks unless you install http://support.microsoft.com/kb/919117. For more information on partition best practices with Exchange 2007, please see http://technet.microsoft.com/en-us/library/bb124518.aspx.
Note on A10: Calculated number of mailboxes that includes growth factor.
Note on E10: Calculated number of mailboxes that includes growth factor.
Note on A11: This is the user profile based on the number of messages a user sends and receives each day.
Note on E11: This is the user profile based on the number of messages a user sends and receives each day.
Note on A12: This is the memory profile per user based on the send/receive capability. The memory configuration process for the Mailbox role is more involved than the other roles since the optimal memory configuration depends upon the mailbox count and the client profile (similar to estimating processor core requirements). Memory sizing for the Mailbox role is critical to reducing the I/O requirements of the server. The more memory you add to the Mailbox server, the less I/O will be generated by the Exchange databases. There is a point of diminishing returns; in which adding additional memory to the server may not be justified based on price/performance. Memory guidance outlined here takes this point of diminishing returns in to account based on current memory prices and performance metrics. Also, defining the memory configuration of the Exchange 2007 Mailbox server is required prior to defining the storage requirements/configuration. The following table can be used to assist in estimating the memory requirements of a given mailbox server with a given number of hosted mailboxes with a given profile type: Light Profile- 2MB/mailbox Average Profile - 3.5MB/mailbox Heavy Profile - 5MB/mailbox For more information, please see http://msexchangeteam.com/archive/2006/09/25/428994.aspx
Note on E12: This is the memory profile per user based on the send/receive capability. The memory configuration process for the Mailbox role is more involved than the other roles since the optimal memory configuration depends upon the mailbox count and the client profile (similar to estimating processor core requirements). Memory sizing for the Mailbox role is critical to reducing the I/O requirements of the server. The more memory you add to the Mailbox server, the less I/O will be generated by the Exchange databases. There is a point of diminishing returns; in which adding additional memory to the server may not be justified based on price/performance. Memory guidance outlined here takes this point of diminishing returns in to account based on current memory prices and performance metrics. Also, defining the memory configuration of the Exchange 2007 Mailbox server is required prior to defining the storage requirements/configuration. The following table can be used to assist in estimating the memory requirements of a given mailbox server with a given number of hosted mailboxes with a given profile type: Light Profile- 2MB/mailbox Average Profile - 3.5MB/mailbox Heavy Profile - 5MB/mailbox For more information, please see http://msexchangeteam.com/archive/2006/09/25/428994.aspx
Note on A13: This is the number of transaction logs that are generated per mailbox per day. This number is based on the message profile; as the message profile increases, the number of transaction logs will increase. The transaction logs generated / mailbox is based on the message profile selected and the message size. The default values are based on a 50KB message size. The initial impact to the transaction log generation occurs when the message size doubles; in this case the transaction log generation will increase by a factor of 1.9. Thereafter, as the message size doubles, the impact to the log generation will also double.
Note on E13: This is the number of transaction logs that are generated per mailbox per day. This number is based on the message profile; as the message profile increases, the number of transaction logs will increase. The transaction logs generated / mailbox is based on the message profile selected and the message size. The default values are based on a 50KB message size. The initial impact to the transaction log generation occurs when the message size doubles; in this case the transaction log generation will increase by a factor of 1.9. Thereafter, as the message size doubles, the impact to the log generation will also double.
Note on A14: This is the actual mailbox you must allocate in terms of capacity design. This value includes deleted item retention and whitespace calculations. The Whitespace calculation is based on the number of messages sent and received in a single day and can basically be considered the average database daily churn per mailbox. The deleted item retention is based on the number of messages sent and received per day times the deleted item retention window.
Note on E14: This is the actual mailbox you must allocate in terms of capacity design. This value includes deleted item retention and whitespace calculations. The Whitespace calculation is based on the number of messages sent and received in a single day and can basically be considered the average database daily churn per mailbox. The deleted item retention is based on the number of messages sent and received per day times the deleted item retention window.
Note on A15: This is the calculated database cache / mailbox based on the number of mailboxes, number of mailbox stores, and the necessary amount of RAM to sustain the user.
Note on E15: This is the calculated database cache / mailbox based on the number of mailboxes, number of mailbox stores, and the necessary amount of RAM to sustain the user.
Note on A16: This calculation determines the database reads that will occur per mailbox. Unlike Cached Exchange Mode clients, all Online Mode client operations occur against the database. As a result, read I/O operations will increase against the database. Therefore, the following guidelines have been established if the majority of clients will operate in Online Mode: - 250 MB Online Mode clients will increase database read operations by a factor of 1.5 when compared with Cached Exchange Mode clients. Below 250 MB, the impact is negligible. - As mailbox size doubles, the database read IOPS will also double (assuming equal item distribution between key folders remains the same).
Note on E16: This calculation determines the database reads that will occur per mailbox. Unlike Cached Exchange Mode clients, all Online Mode client operations occur against the database. As a result, read I/O operations will increase against the database. Therefore, the following guidelines have been established if the majority of clients will operate in Online Mode: - 250 MB Online Mode clients will increase database read operations by a factor of 1.5 when compared with Cached Exchange Mode clients. Below 250 MB, the impact is negligible. - As mailbox size doubles, the database read IOPS will also double (assuming equal item distribution between key folders remains the same).
Note on A17: This calculation will determine the number of database writes / mailbox.
Note on E17: This calculation will determine the number of database writes / mailbox.
Note on A18: This is the calculated read:write ratio for the mailbox tier based on the calculated database reads and writes as a result of the IOPS prediction formula.
Note on E18: This is the calculated read:write ratio for the mailbox tier based on the calculated database reads and writes as a result of the IOPS prediction formula.
Note on A19: This is the calculated IOPS profile / mailbox based on the input factors. Note: The IOPS Calculation has an accuracy of +/- 20% accuracy and does not include 3rd Party Products that may generate addition Database Reads and Writes.
Note on E19: This is the calculated IOPS profile / mailbox based on the input factors. Note: The IOPS Calculation has an accuracy of +/- 20% accuracy and does not include 3rd Party Products that may generate addition Database Reads and Writes.
Note on A20: This is the amount of database disk transfers (host perspective) generated by the mailbox tier. This value also takes into account user concurrency.
Note on E20: This is the amount of database disk transfers (host perspective) generated by the mailbox tier. This value also takes into account user concurrency.
Note on A21: This is the number of database read disk transfers (host perspective) generated by the mailbox tier.
Note on E21: This is the number of database read disk transfers (host perspective) generated by the mailbox tier.
Note on A22: This is the number of database write transfers (host perspective) generated by the mailbox tier.
Note on E22: This is the number of database write transfers (host perspective) generated by the mailbox tier.
Note on A25: Calculated number of mailboxes that includes growth factor.
Note on E25: This is the aggregate database read:write ratio based on the different mailbox tier's read:write ratios.
Note on A26: This is the user profile based on the number of messages a user sends and receives each day.
Note on E26: This is the amount of database IOPS that the must be sustained from the host server perspective for the concurrent users during peak hours. This value will take into account the I/O overhead value and the additional IOPS requirement.
Note on A27: This is the memory profile per user based on the send/receive capability. The memory configuration process for the Mailbox role is more involved than the other roles since the optimal memory configuration depends upon the mailbox count and the client profile (similar to estimating processor core requirements). Memory sizing for the Mailbox role is critical to reducing the I/O requirements of the server. The more memory you add to the Mailbox server, the less I/O will be generated by the Exchange databases. There is a point of diminishing returns; in which adding additional memory to the server may not be justified based on price/performance. Memory guidance outlined here takes this point of diminishing returns in to account based on current memory prices and performance metrics. Also, defining the memory configuration of the Exchange 2007 Mailbox server is required prior to defining the storage requirements/configuration. The following table can be used to assist in estimating the memory requirements of a given mailbox server with a given number of hosted mailboxes with a given profile type: Light Profile- 2MB/mailbox Average Profile - 3.5MB/mailbox Heavy Profile - 5MB/mailbox For more information, please see http://msexchangeteam.com/archive/2006/09/25/428994.aspx
Note on E27: Number of database read transfers per second measured at the host that must be supported.
Note on A28: This is the number of transaction logs that are generated per mailbox per day. This number is based on the message profile; as the message profile increases, the number of transaction logs will increase. The transaction logs generated / mailbox is based on the message profile selected and the message size. The default values are based on a 50KB message size. The initial impact to the transaction log generation occurs when the message size doubles; in this case the transaction log generation will increase by a factor of 1.9. Thereafter, as the message size doubles, the impact to the log generation will also double.
Note on E28: Number of database write transfers per second measured at the host that must be supported.
Note on A29: This is the actual mailbox you must allocate in terms of capacity design. This value includes deleted item retention and whitespace calculations. The Whitespace calculation is based on the number of messages sent and received in a single day and can basically be considered the average database daily churn per mailbox. The deleted item retention is based on the number of messages sent and received per day times the deleted item retention window.
Note on E29: With Exchange 2007 a reduction in database reads, a smaller log file size, and more storage groups have the log to database write ratio being fairly equal. For example, if the database LUN is consuming 500 write I/Os, you could expect your log LUN to consume approximately 375 write I/Os. The ratio of log to database writes is roughly 3:4, or you can expect 3/4th's the number of log writes and compared to database writes for the same storage group. After measuring or predicting the transactional log I/O, apply a 20% I/O overhead factor to ensure adequate headroom for busier than normal periods.
Note on A30: This is the calculated database cache / mailbox based on the number of mailboxes, number of mailbox stores, and the necessary amount of RAM to sustain the user.
Note on E30: When using continuous replication, the primary transaction logs must be read and sent to the passive LUN. This additional overhead, only with continuous replication, is an additional 10% in log reads. If the transaction log for a storage group, was consuming 500 write I/Os, you could expect an additional 50 read I/Os with continuous replication.
Note on A31: This calculation determines the database reads that will occur per mailbox. Unlike Cached Exchange Mode clients, all Online Mode client operations occur against the database. As a result, read I/O operations will increase against the database. Therefore, the following guidelines have been established if the majority of clients will operate in Online Mode: - 250 MB Online Mode clients will increase database read operations by a factor of 1.5 when compared with Cached Exchange Mode clients. Below 250 MB, the impact is negligible. - As mailbox size doubles, the database read IOPS will also double (assuming equal item distribution between key folders remains the same).
Note on A32: This calculation will determine the number of database writes / mailbox.
Note on A33: This is the calculated read:write ratio for the mailbox tier based on the calculated database reads and writes as a result of the IOPS prediction formula.
Note on A34: This is the calculated IOPS profile / mailbox based on the input factors. Note: The IOPS Calculation has an accuracy of +/- 20% accuracy and does not include 3rd Party Products that may generate addition Database Reads and Writes.
Note on E34: This is the ratio for the number of Tier-1 mailboxes when compared with the total mailboxes on the server.
Note on A35: This is the amount of database disk transfers (host perspective) generated by the mailbox tier. This value also takes into account user concurrency.
Note on E35: This is the ratio for the number of Tier-2 mailboxes when compared with the total mailboxes on the server.
Note on A36: This is the number of database read disk transfers (host perspective) generated by the mailbox tier.
Note on E36: This is the ratio for the number of Tier-3 mailboxes when compared with the total mailboxes on the server.
Note on A37: This is the number of database write transfers (host perspective) generated by the mailbox tier.
Note on E37: The number of users per database that is calculated here is based on ensuring that the recommended maximum database size is not exceeded.
Note on E38: This is the recommended number of mailboxes per database that should be deployed. This value may differ from the calculated number of mailboxes per database when the recommended number of databases reaches 50.
Note on E39: This is the number of mailboxes within the specified tier that will be placed on each database.
Note on A40: This is the total number of mailboxes in the environment.
Note on E40: This is the number of mailboxes within the specified tier that will be placed on each database.
Note on A41: This is the total number of mailboxes on the server.
Note on E41: This is the number of mailboxes within the specified tier that will be placed on each database.
Note on A42: This is the amount needed by Store/ESE to help alleviate database reads and writes per user.
Note on E42: This is the recommended number of databases that should be deployed, with a maximum number being 50 databases.
Note on A43: The maximum number of Storage Groups configurable in Exchange 2007 has been increased to 50 in the Enterprise Edition (up from 4 with Exchange 2003). This increase provides much greater flexibility in server/storage architecture, but the increase has a significant effect on the memory utilization of the Exchange 2007 Mailbox server so Storage Group count is now a factor in minimum memory configuration for Mailbox servers. Increasing the number of Storage Groups primarily effects the Database Cache utilization of ESE (Extensible Storage Engine). The ESE Database Cache is used for both read and write activity. Due to the way Checkpointing works, adding a Storage Group effectively increases the amount of the Database Cache used for write activity. This has a positive impact of reducing database write I/O; but if too many Storage Groups are configured on a server with insufficient physical memory, the effectiveness of the database read cache may be reduced which may have an overall negative effect on the performance of the server. If LCR is enabled, we will also add an additional 1GB of RAM to the system.
Note on A44: This is the calculated amount of RAM required for the Exchange 2007 mailbox server based on the message profile. If LCR is enabled, we will also add an additional 1GB of RAM to the system.
Note on A47: This is the calculated number of transaction logs that are generated per day for the server. This includes the data overhead factor.
Note on E47: The calculated amount of database disk space required based on the mailbox size and number of users.
Note on A48: This is the number of transaction logs generated per storage group per day. This includes the data overhead factor.
Note on E48: This calculation determines the amount of transaction log disk space needed for backup/recovery and mailbox moves and incorporates data growth overhead.
Note on A49: Calculated log disk capacity required based on the number of backups (full and incremental/differential) performed. This is basically the formula being used: NumTLogs x factor = [If SCRReplayLagTime=0 and SCRTargets<>0 then 50 + NumTLogs, otherwise just NumTLogs] x factor Where factor is - If performing daily differential backups, factor = MAX(MAX(7,MAX(BackupFailureTol, NetFailureTol)SCRReplayLagTime+SCRTruncationLagTime),7*MAX(BackupFailureTol, NetFailureTol)) - If restore LUN = yes, factor = MAX(SCRReplayLagTime+SCRTruncationLagTime,MAX(BackupFailureTol, NetFailureTol)) - If restore LUN =no and performing daily incremental backups, factor = MAX(MAX(BackupFailureTol, NetFailureTol),SCRReplayLagTime+SCRTruncationLagTime,7) - If restore LUN=no and performing daily full backups, factor = MAX(SCRReplayLagTime+SCRTruncationLagTime,MAX(BackupFailureTol, NetFailureTol))
Note on A50: Calculated log disk capacity required based on the number of mailboxes that may be moved in a single night. This includes the data overhead factor.
Note on A51: This is the number of transaction logs that will be generated throughout the week during mailbox moves.
Note on E51: The number of days the SCR target waits before replaying logs into the database.
Note on A52: This is the number of storage group transaction logs that will be generated throughout the week during mailbox moves.
Note on E52: The number of days the SCR target waits before truncating logs.
Note on A53: This is the number of transaction logs that will be generated throughout the day during mailbox moves (assuming that mailboxes are moved throughout the whole week as opposed to being moved on a single day). This includes the data overhead factor.
Note on A54: This is the number of storage group transaction logs that will be generated throughout the day during mailbox moves (assuming that mailboxes are moved throughout the whole week as opposed to being moved on a single day). This includes the data overhead factor.
Note on A55: This is the total transaction logs generated for both user and mailbox moves per storage group each day.
Note on A56: This is the total transaction logs generated for both user and mailbox moves for the server each day.
Note on A61: The number of mailbox server instances that are being deployed in this environment.
Note on A62: The number of SCR target servers that will exist in the environment. For SCR targets, it is assumed that if you are utilizing CCR as the source and you are matching the source HA configuration for the SCR target, then you will be replicating the storage groups to both nodes of the SCR standby cluster.
Note on A63: If Continuous Replication is enabled at the source (i.e. CCR or LCR), then there will be 2 copies of data. In addition, if you will be using Standby Continuous Replication (SCR), then additional copies will be listed. For SCR targets, it is assumed that if you are utilizing CCR as the source and you are matching the source HA configuration for the SCR target, then you will be replicating the storage groups to both nodes of the SCR standby cluster.
Note on A66: Number of users per mailbox server.
Note on A67: This is the actual mailbox you must allocate in terms of capacity design. This value includes deleted item retention and whitespace calculations. The Whitespace calculation is based on the number of messages sent and received in a single day and can basically be considered the average database daily churn per mailbox. The deleted item retention is based on the number of messages sent and received per day times the deleted item retention window.
Note on A68: This is the database cache per mailbox calculated from the amount of RAM available to the store process.
Note on A69: Number of transaction logs generated per mailbox.
Note on A70: This is the calculated IOPS profile / mailbox based on the input factors.
Note on A73: This is the recommended amount of RAM the Exchange 2007 mailbox server should contain based on design requirements.
Note on A74: This is the recommended number databases that should be created on the server based on the design requirements.
Note on A75: This is the recommended number of users per database based on the design requirements.
Note on A76: This is the recommended number of Tier-1 mailboxes per database based on the design requirements.
Note on A77: This is the recommended number of Tier-2 mailboxes per database based on the design requirements.
Note on A78: This is the recommended number of Tier-3 mailboxes per database based on the design requirements.
Note on A79: This is the total number of mailboxes deployed on each server and within the environment.
Note on A82: This is the number of transaction logs generated for the server per day on the server based on the configuration chosen and includes a data overhead factor.
Note on A83: This is the average number of transaction logs that will be generated throughout the day during mailbox moves (assuming that mailboxes are moved throughout the whole week as opposed to being moved on a single day). This value also includes a data overhead factor.
Note on A84: This is the total transaction logs generated for both user and mailbox moves for the server each day.
Note on A85: This is the number of transaction logs generated per storage group per day on the server based on the configuration chosen and includes a data overhead factor.
Note on A86: This is the average number of storage group transaction logs that will be generated throughout the day during mailbox moves (assuming that mailboxes are moved throughout the whole week as opposed to being moved on a single day). This value also includes a data overhead factor.
Note on A87: This is the total transaction logs generated for both user and mailbox moves per storage group each day.
Note on A90: This is the total amount of disk space required for the database per replica.
Note on A91: This is the total amount of disk space required to support the logs per replica.
Note on A92: This is the total amount of LUN disk space required for each replica to support the databases based on the design requirements. If using Continuous Replication, then this number must be doubled. You must also factor in the number of SCR targets you will have as well.
Note on A93: This is the total amount of LUN disk space required per replica to support the transaction logs based on the design requirements. If using Continuous Replication, then this number must be doubled. You must also factor in the number of SCR targets you will have as well.
Note on A94: This is the amount of space required for a Restore LUN to support restoring a set of databases and transaction logs based on the design requirements. This space is required per node and per SCR target.
Note on A95: This is the amount of I/O that must be sustained from the host perspective for each replica. This value does not take into account RAID parity overhead.
Note on A96: This is the amount of I/O that must be sustained from the host perspective for each replica. This value does not take into account RAID parity overhead.

## LUN Requirements
Note1: Do not make any changes to this sheet. This sheet is only used for calculation purposes.
LUN Requirements Calculations Pane
DB Grouping | SG Grouping |  |  |  |  | LUN Configuration
1 | 1 |  |  |  |  | Storage Group LUN Design Approach |  | 1/7
1 | 2 |  |  |  |  | Number of SGs / LUN |  | 7
1 | 3 |  |  |  |  | Number of SG DB LUNs |  | 6
1 | 4 |  |  |  |  | Restore LUN Size (GB) |  | 2219.1406
1 | 5
1 | 6
1
2
2
2
2
2
2
2
3
3
3
3
3
3
3
4
4
4
4
4
4
4
5
5
5
5
5
5
5
6
6
6
6
6
6
6
LUN Requirements Results Pane (per Server)
LUN Design
LUN Design Architecture |  | 2 LUNs / Backup Set
LUN Configuration (per Server) |  |  | Source | Replica | SCR Targets (1) |  | Restore LUN Design (per Server)
Recommended Number of Databases / LUN |  |  | 7 | 7 | 7 |  | Restore LUN Size | 2219.1406
Recommended Number of Database LUNs |  |  | 6 | 6 | 6
Recommended Number of Transaction Log LUNs |  |  | 6 | 6 | 6
Number of Restore LUNs |  |  | 1 | 1 | 1
Total Recommended Exchange LUNs |  |  | 13 | 13 | 13 | 39
Database Configuration (per Server) | [5 empty] | SG LUN Design (per Server)
DB Number | Mailboxes / DB | DB Size | DB Size + Overhead | Log Size + Overhead |  | SG | DB LUN Size Required (GB) | Log LUN Size Required (GB)
1 | 95.2381 | 197.3586 | 236.8304 | 16.7857 |  | SG1-SG7 | 2175.8789 | 146.875
2 | 95.2381 | 197.3586 | 236.8304 | 16.7857 |  | SG8-SG14 | 2175.8789 | 146.875
3 | 95.2381 | 197.3586 | 236.8304 | 16.7857 |  | SG15-SG21 | 2175.8789 | 146.875
4 | 95.2381 | 197.3586 | 236.8304 | 16.7857 |  | SG22-SG28 | 2175.8789 | 146.875
5 | 95.2381 | 197.3586 | 236.8304 | 16.7857 |  | SG29-SG35 | 2175.8789 | 146.875
6 | 95.2381 | 197.3586 | 236.8304 | 16.7857 |  | SG36-SG42 | 2175.8789 | 146.875
7 | 95.2381 | 197.3586 | 236.8304 | 16.7857 |  | -- | 0 | 0
8 | 95.2381 | 197.3586 | 236.8304 | 16.7857 |  | -- | 0 | 0
9 | 95.2381 | 197.3586 | 236.8304 | 16.7857 |  | -- | 0 | 0
10 | 95.2381 | 197.3586 | 236.8304 | 16.7857 |  | -- | 0 | 0
11 | 95.2381 | 197.3586 | 236.8304 | 16.7857 |  | -- | 0 | 0
12 | 95.2381 | 197.3586 | 236.8304 | 16.7857 |  | -- | 0 | 0
13 | 95.2381 | 197.3586 | 236.8304 | 16.7857 |  | -- | 0 | 0
14 | 95.2381 | 197.3586 | 236.8304 | 16.7857 |  | -- | 0 | 0
15 | 95.2381 | 197.3586 | 236.8304 | 16.7857 |  | -- | 0 | 0
16 | 95.2381 | 197.3586 | 236.8304 | 16.7857 |  | -- | 0 | 0
17 | 95.2381 | 197.3586 | 236.8304 | 16.7857 |  | -- | 0 | 0
18 | 95.2381 | 197.3586 | 236.8304 | 16.7857 |  | -- | 0 | 0
19 | 95.2381 | 197.3586 | 236.8304 | 16.7857 |  | -- | 0 | 0
20 | 95.2381 | 197.3586 | 236.8304 | 16.7857 |  | -- | 0 | 0
21 | 95.2381 | 197.3586 | 236.8304 | 16.7857 |  | -- | 0 | 0
22 | 95.2381 | 197.3586 | 236.8304 | 16.7857 |  | -- | 0 | 0
23 | 95.2381 | 197.3586 | 236.8304 | 16.7857 |  | -- | 0 | 0
24 | 95.2381 | 197.3586 | 236.8304 | 16.7857 |  | -- | 0 | 0
25 | 95.2381 | 197.3586 | 236.8304 | 16.7857 |  | -- | 0 | 0
26 | 95.2381 | 197.3586 | 236.8304 | 16.7857 |  | -- | 0 | 0
27 | 95.2381 | 197.3586 | 236.8304 | 16.7857 |  | -- | 0 | 0
28 | 95.2381 | 197.3586 | 236.8304 | 16.7857 |  | -- | 0 | 0
29 | 95.2381 | 197.3586 | 236.8304 | 16.7857 |  | -- | 0 | 0
30 | 95.2381 | 197.3586 | 236.8304 | 16.7857 |  | -- | 0 | 0
31 | 95.2381 | 197.3586 | 236.8304 | 16.7857 |  | -- | 0 | 0
32 | 95.2381 | 197.3586 | 236.8304 | 16.7857 |  | -- | 0 | 0
33 | 95.2381 | 197.3586 | 236.8304 | 16.7857 |  | -- | 0 | 0
34 | 95.2381 | 197.3586 | 236.8304 | 16.7857 |  | -- | 0 | 0
35 | 95.2381 | 197.3586 | 236.8304 | 16.7857 |  | -- | 0 | 0
36 | 95.2381 | 197.3586 | 236.8304 | 16.7857 |  | -- | 0 | 0
37 | 95.2381 | 197.3586 | 236.8304 | 16.7857 |  | -- | 0 | 0
38 | 95.2381 | 197.3586 | 236.8304 | 16.7857 |  | -- | 0 | 0
39 | 95.2381 | 197.3586 | 236.8304 | 16.7857 |  | -- | 0 | 0
40 | 95.2381 | 197.3586 | 236.8304 | 16.7857 |  | -- | 0 | 0
41 | 95.2381 | 197.3586 | 236.8304 | 16.7857 |  | -- | 0 | 0
42 | 95.2381 | 197.3586 | 236.8304 | 16.7857 |  | -- | 0 | 0
-- | 0 | 0 | 0 | 0 |  | -- | 0 | 0
-- | 0 | 0 | 0 | 0 |  | -- | 0 | 0
-- | 0 | 0 | 0 | 0 |  | -- | 0 | 0
-- | 0 | 0 | 0 | 0 |  | -- | 0 | 0
-- | 0 | 0 | 0 | 0 |  | -- | 0 | 0
-- | 0 | 0 | 0 | 0 |  | -- | 0 | 0
-- | 0 | 0 | 0 | 0 |  | -- | 0 | 0
-- | 0 | 0 | 0 | 0 |  | -- | 0 | 0
Totals | 4000 | 8289.0625 | 9946.875 | 705 |  |  | 13055.2734 | 881.25
Environment Totals / Replica | 4000 | 8289.0625 | 9946.875 | 705 |  |  | 13055.2734 | 881.25
Note on G6: Number of storage groups placed on a single LUN. Based on the backup methodology/frequency.
Note on G7: This is used to help determine the SG LUN size calculations.
Note on G8: This is the number of databases that will be placed on a single LUN.
Note on G9: The calculated size of the restore LUN based on the 1/7th approach.
Note on A60: This is the type of LUN Design that should be used with this Exchange server based on the requirements entered. --2 LUNs per Storage Group-- Creating 2 LUNs (log & db) for a storage group is the standard best practice for Exchange 2003. With Exchange 2007, in the maximum case of 50 storage groups, the number of LUNs you provision will depend upon your backup strategy. If your recovery time objective (RTO) is very small, or if you use VSS clones for fast recovery, it may be best to place each storage group on its own transaction log LUN and database LUN. Because doing this will exceed the number of available drive letters, volume mount points must be used. Some of the benefits of this strategy include: - Enables hardware-based VSS at a storage group level, providing single storage group backup and restore. - Flexibility to isolate the performance between storage groups when not sharing spindles between LUNs. - Increased reliability. A capacity or corruption problem on a single LUN will only impact one storage group. Some of the concerns with this strategy include: - 50 storage groups using continuous replication could require 200 LUNs which would exceed some storage array maximums. CCR solutions could have 100 LUNs on each node, while LCR could have all 200 LUNs presented to a single server. - A separate LUN for each storage group causes more LUNs per server increasing the administrative costs and complexity. --2 LUNs per Backup Set-- A backup set is the number of databases that are fully backed up in a night. A solution that performs a full backup on 1/7th of the databases nightly could reduce complexity by placing all of the storage groups to be backed up on the same log and db LUN. This can reduce the number of LUNs on the server. Some of the benefits of this strategy include: - Simplified storage administration. Fewer LUNs to manage. - Potentially reduce the number of backup jobs. Some of the concerns with this strategy include: - Limits the ability to take hardware based VSS backup and restores. - Best Practices for Using Volume Shadow Copy Service with Exchange Server 2003 for more VSS details. - The 2TB limit on an MBR partition would limit how far this would scale in capacity. (See MBR vs. GPT) - A capacity or corruption problem on a single LUN could impact more than one storage group.
Note on A63: This is the number of databases that will be placed on a single LUN.
Note on H63: The size needed for the restore and maintenance LUN.
Note on A64: This is the number of database LUNs that will be required based to support the design. If a Continuous Replication model is enabled, this value will be doubled.
Note on A65: This is the number of transaction log LUNs that will be required to support the design. If a Continuous Replication model is enabled, this value will be doubled.
Note on A66: This is the recommended number of Restore LUNs based on the design. If Cluster Continuous Replication is used, two restore LUNs will be required, one for each node.
Note on B70: Number of mailboxes per storage group.
Note on C70: This is the database size based on the number of mailboxes and the mailbox size on disk.
Note on D70: This is the database size plus the data overhead factor.
Note on E70: The Log Size is based on the backup or move mailbox requirements and also includes a data growth factor to ensure service availability in the event of spike in transactions.
Note on H70: This field takes the total disk space required for the storage group and adds to it the size of a database plus 110% (if a dedicated restore LUN does not exist) for offline maintenance operations plus adds an amount based on expected growth.
Note on I70: This field lists the amount of space required to support the transaction logs for a given set of storage groups.

## Backup Requirements
Note1: Do not make any changes to this sheet. This sheet is only used for calculation purposes.
Backup Requirements Calculations Pane
Backup Calculations | [5 empty] | Restore Calculations
Full Backup Window / SG (hr) |  |  | 0.56138 |  |  | Full Restore Window / SG (hr) |  | 0.56138
Incremental/Differential Backup Window / SG (min) |  |  | 0.61315 |  |  | Incremental/Differential Restore Window / SG (min) |  | 0.61315
Backup Requirements Results Pane (per Server)
Streaming Backup Window Requirements |  |  |  |  | Streaming Restore Window Requirements
Full Backup Window / SG (hr) |  |  | -- |  | Full Restore Window / SG (hr) |  |  | --
Incremental or Differential Backup Window / SG (min) |  |  | -- |  | Incremental or Differential Restore Window / SG (min) |  |  | --
Backup Configuration
Number of Databases / LUN | 7
Backup Methodology | Software VSS Backup/Restore
Backup Frequency | Weekly Full / Daily Incremental
Backup Frequency Configuration (per Server)
Storage Group | Monday | Tuesday | Wednesday | Thursday | Friday | Saturday | Sunday
1 | Full | Incremental | Incremental | Incremental | Incremental | Incremental | Incremental
2 | Incremental | Full | Incremental | Incremental | Incremental | Incremental | Incremental
3 | Incremental | Incremental | Full | Incremental | Incremental | Incremental | Incremental
4 | Incremental | Incremental | Incremental | Full | Incremental | Incremental | Incremental
5 | Incremental | Incremental | Incremental | Incremental | Full | Incremental | Incremental
6 | Incremental | Incremental | Incremental | Incremental | Incremental | Full | Incremental
7 | Incremental | Incremental | Incremental | Incremental | Incremental | Incremental | Full
8 | Full | Incremental | Incremental | Incremental | Incremental | Incremental | Incremental
9 | Incremental | Full | Incremental | Incremental | Incremental | Incremental | Incremental
10 | Incremental | Incremental | Full | Incremental | Incremental | Incremental | Incremental
11 | Incremental | Incremental | Incremental | Full | Incremental | Incremental | Incremental
12 | Incremental | Incremental | Incremental | Incremental | Full | Incremental | Incremental
13 | Incremental | Incremental | Incremental | Incremental | Incremental | Full | Incremental
14 | Incremental | Incremental | Incremental | Incremental | Incremental | Incremental | Full
15 | Full | Incremental | Incremental | Incremental | Incremental | Incremental | Incremental
16 | Incremental | Full | Incremental | Incremental | Incremental | Incremental | Incremental
17 | Incremental | Incremental | Full | Incremental | Incremental | Incremental | Incremental
18 | Incremental | Incremental | Incremental | Full | Incremental | Incremental | Incremental
19 | Incremental | Incremental | Incremental | Incremental | Full | Incremental | Incremental
20 | Incremental | Incremental | Incremental | Incremental | Incremental | Full | Incremental
21 | Incremental | Incremental | Incremental | Incremental | Incremental | Incremental | Full
22 | Full | Incremental | Incremental | Incremental | Incremental | Incremental | Incremental
23 | Incremental | Full | Incremental | Incremental | Incremental | Incremental | Incremental
24 | Incremental | Incremental | Full | Incremental | Incremental | Incremental | Incremental
25 | Incremental | Incremental | Incremental | Full | Incremental | Incremental | Incremental
26 | Incremental | Incremental | Incremental | Incremental | Full | Incremental | Incremental
27 | Incremental | Incremental | Incremental | Incremental | Incremental | Full | Incremental
28 | Incremental | Incremental | Incremental | Incremental | Incremental | Incremental | Full
29 | Full | Incremental | Incremental | Incremental | Incremental | Incremental | Incremental
30 | Incremental | Full | Incremental | Incremental | Incremental | Incremental | Incremental
31 | Incremental | Incremental | Full | Incremental | Incremental | Incremental | Incremental
32 | Incremental | Incremental | Incremental | Full | Incremental | Incremental | Incremental
33 | Incremental | Incremental | Incremental | Incremental | Full | Incremental | Incremental
34 | Incremental | Incremental | Incremental | Incremental | Incremental | Full | Incremental
35 | Incremental | Incremental | Incremental | Incremental | Incremental | Incremental | Full
36 | Full | Incremental | Incremental | Incremental | Incremental | Incremental | Incremental
37 | Incremental | Full | Incremental | Incremental | Incremental | Incremental | Incremental
38 | Incremental | Incremental | Full | Incremental | Incremental | Incremental | Incremental
39 | Incremental | Incremental | Incremental | Full | Incremental | Incremental | Incremental
40 | Incremental | Incremental | Incremental | Incremental | Full | Incremental | Incremental
41 | Incremental | Incremental | Incremental | Incremental | Incremental | Full | Incremental
42 | Incremental | Incremental | Incremental | Incremental | Incremental | Incremental | Full
-- | -- | -- | -- | -- | -- | -- | --
-- | -- | -- | -- | -- | -- | -- | --
-- | -- | -- | -- | -- | -- | -- | --
-- | -- | -- | -- | -- | -- | -- | --
-- | -- | -- | -- | -- | -- | -- | --
-- | -- | -- | -- | -- | -- | -- | --
-- | -- | -- | -- | -- | -- | -- | --
-- | -- | -- | -- | -- | -- | -- | --
Note on A6: This is the number of hours that will take to back up a single storage group using the streaming online backup methodology.
Note on G6: This is the number of hours that will take to back up a single storage group using the streaming online backup methodology.
Note on A7: This is the number of minutes that will take to back up a single storage group using an incremental or differential backup methodology.
Note on G7: This is the number of minutes that will take to back up a single storage group using an incremental or differential backup methodology.
Note on A12: This is the number of hours that will take to back up a single storage group performing a full online (streaming) backup.
Note on F12: This is the number of hours that will take to perform a streaming restore of a single storage group.
Note on A13: This is the number of minutes that will take to back up a single storage group using an incremental or differential online (streaming) backup methodology.
Note on F13: This is the number of minutes that will take to perform an incremental or differential streaming restore of a single storage group.
Note on A16: The LUN Design is based on the backup requirements. If Daily Full with Incremental or Differential backup is chosen the recommended strategy is to place 1/7th of the databases on a single LUN and 1/7th of the transaction log sets on a single LUN. If the backup frequency is daily full, then the recommended design is to place a single database on a LUN and a single transaction set on a LUN. If the backup methodology is VSS Backup/Restore, then the recommended design is to place a single database on a LUN and a single transaction set on a LUN.
Note on A17: The type of backup methodology you are planning to use.
Note on A18: The frequency at which you perform a backup.

## Log Replication Requirements
Note1: Do not make any changes to this sheet. This sheet is only used for calculation purposes.
Note2: The results shown assume that all servers entered into the calculator will replicate over the same network link.
Log Replication Requirements Calculations Pane
Network Configuration
Available Network Capacity (bits) |  |  | 50000000
Geographically Dispersed CCR Log Replication
Required Throughput (Mb/s) |  |  | 40.4162
Hour | Percentage of Logs Generated | Log Data Generated | Recovery Point Objective (hours)
|  |  | 1 | 2 | 3 | 4 | 5 | 6 | 7 | 8 | 9 | 10 | 11 | 12 | 13 | 14 | 15 | 16 | 17 | 18 | 19 | 20 | 21 | 22 | 23 | 24
1 | 2.364% | 4383.6045
2 | 1.509% | 2798.0454
3 | 3.32% | 6155.6999
4 | 2.767% | 5129.7499
5 | 4.125% | 7647.9908
6 | 5.885% | 10912.3771
7 | 4.779% | 8860.4771
8 | 4.326% | 8021.0635
9 | 6.137% | 11378.718
10 | 9.809% | 18187.2952
11 | 7.445% | 13803.6907
12 | 6.74% | 12497.9362
13 | 7.093% | 13150.8135
14 | 5.433% | 10072.9635
15 | 6.288% | 11658.5226
16 | 4.125% | 7647.9908
17 | 2.314% | 4290.3363
18 | 2.213% | 4103.7999
19 | 1.861% | 3450.9227
20 | 1.61% | 2984.5818
21 | 4.879% | 9047.0135
22 | 2.364% | 4383.6045
23 | 1.509% | 2798.0454
24 | 1.107% | 2051.9
1 | 2.364% | 4383.6045 | 9.7413 | 7.1506 | 6.8397 | 10.073 | 10.073 | 9.4995 | 9.238 | 9.2232 | 9.2577 | 10.0315 | 11.4748 | 12.3839 | 13.6793 | 14.686 | 15.752 | 17.2935 | 17.7636 | 17.767 | 17.8682 | 18.1873 | 18.1305 | 17.8246 | 17.6444 | 17.1683
2 | 1.509% | 2798.0454 | 6.2179 | 7.9796 | 6.8397 | 7.2956 | 7.2956 | 9.4304 | 9.0307 | 8.8605 | 8.8893 | 8.9537 | 9.6848 | 11.0367 | 11.9096 | 13.1464 | 14.1215 | 15.1561 | 16.642 | 17.1222 | 17.1592 | 17.2857 | 17.6173 | 17.5891 | 17.3199 | 17.1683
3 | 3.32% | 6155.6999 | 13.6793 | 9.9486 | 9.8795 | 8.0832 | 8.0832 | 8.3596 | 10.0374 | 9.6118 | 9.3959 | 9.3683 | 9.3833 | 10.0177 | 11.24 | 12.036 | 13.1819 | 14.0939 | 15.0692 | 16.4774 | 16.941 | 16.9852 | 17.114 | 17.4383 | 17.4191 | 17.1683
4 | 2.767% | 5129.7499 | 11.3994 | 12.5394 | 10.4322 | 9.1196 | 9.1196 | 8.6359 | 8.7939 | 10.2077 | 9.8104 | 9.5963 | 9.5529 | 9.5514 | 10.124 | 11.2514 | 11.9936 | 13.0705 | 13.9354 | 14.8653 | 16.2101 | 16.6639 | 16.7192 | 16.8542 | 17.1758 | 17.1683
5 | 4.125% | 7647.9908 | 16.9955 | 14.1975 | 14.0248 | 11.6067 | 11.6067 | 10.4322 | 9.8302 | 9.8191 | 10.9619 | 10.5289 | 10.2689 | 10.1731 | 10.124 | 10.6148 | 11.6343 | 12.3062 | 13.3014 | 14.1054 | 14.9775 | 16.2494 | 16.6797 | 16.7317 | 16.8604 | 17.1683
6 | 5.885% | 10912.3771 | 24.2497 | 20.6226 | 17.5482 | 14.5084 | 14.5084 | 13.7139 | 12.4061 | 11.6326 | 11.4225 | 12.2907 | 11.7763 | 11.434 | 11.256 | 11.133 | 11.5238 | 12.4228 | 13.0088 | 13.9096 | 14.6393 | 15.4411 | 16.6304 | 17.0238 | 17.0586 | 17.1683
7 | 4.779% | 8860.4771 | 19.6899 | 21.9698 | 20.3117 | 17.2028 | 17.2028 | 15.372 | 14.5676 | 13.3166 | 12.5279 | 12.2492 | 12.9633 | 12.4358 | 12.0691 | 11.8584 | 11.7034 | 12.0342 | 12.8503 | 13.38 | 14.2139 | 14.8918 | 15.6434 | 16.7694 | 17.1397 | 17.1683
8 | 4.326% | 8021.0635 | 17.8246 | 18.7573 | 20.5881 | 18.0318 | 18.0318 | 17.3064 | 15.7224 | 14.9747 | 13.8175 | 13.0575 | 12.7561 | 13.3684 | 12.8503 | 12.4802 | 12.2561 | 12.086 | 12.3748 | 13.1266 | 13.6139 | 14.3944 | 15.0315 | 15.7425 | 16.8153 | 17.1683
9 | 6.137% | 11378.718 | 25.286 | 21.5553 | 20.9335 | 20.8092 | 20.8092 | 19.2409 | 18.4464 | 16.9178 | 16.1204 | 14.9644 | 14.1692 | 13.8002 | 14.2852 | 13.7386 | 13.3339 | 13.0705 | 12.8625 | 13.0921 | 13.7666 | 14.1975 | 14.913 | 15.4976 | 16.1575 | 17.1683
10 | 9.809% | 18187.2952 | 40.4162 | 32.8511 | 27.8423 | 25.4933 | 25.4933 | 24.077 | 22.2659 | 21.1926 | 19.5287 | 18.55 | 17.2782 | 16.3565 | 15.8476 | 16.1517 | 15.5171 | 15.0265 | 14.6791 | 14.3932 | 14.5302 | 15.0991 | 15.446 | 16.0723 | 16.581 | 17.1683
11 | 7.445% | 13803.6907 | 30.6749 | 35.5455 | 32.1257 | 26.7783 | 26.7783 | 26.3569 | 25.0196 | 23.317 | 22.2462 | 20.6434 | 19.6523 | 18.3946 | 17.4579 | 16.9067 | 17.1199 | 16.4644 | 15.947 | 15.5677 | 15.2502 | 15.3374 | 15.8408 | 16.1382 | 16.7072 | 17.1683
12 | 6.74% | 12497.9362 | 27.7732 | 29.224 | 32.9548 | 28.395 | 28.395 | 26.9441 | 26.5592 | 25.3638 | 23.8122 | 22.7989 | 21.2915 | 20.329 | 19.116 | 18.1947 | 17.6311 | 17.7857 | 17.1296 | 16.604 | 16.2101 | 15.8763 | 15.9296 | 16.3832 | 16.6441 | 17.1683
13 | 7.093% | 13150.8135 | 29.224 | 28.4986 | 29.224 | 30.6749 | 30.6749 | 28.5332 | 27.2698 | 26.8923 | 25.7927 | 24.3534 | 23.383 | 21.9526 | 21.0132 | 19.838 | 18.93 | 18.3557 | 18.4586 | 17.8016 | 17.2682 | 16.8608 | 16.5119 | 16.5339 | 16.9415 | 17.1683
14 | 5.433% | 10072.9635 | 22.3844 | 25.8042 | 26.4605 | 30.0945 | 30.0945 | 29.2931 | 27.6548 | 26.6592 | 26.3914 | 25.4519 | 24.1744 | 23.2998 | 21.9858 | 21.1112 | 20.0078 | 19.1459 | 18.5927 | 18.6767 | 18.0428 | 17.5241 | 17.1238 | 16.7789 | 16.7883 | 17.1683
15 | 6.288% | 11658.5226 | 25.9078 | 24.1461 | 25.8387 | 27.1929 | 27.1929 | 29.3967 | 28.8095 | 27.4364 | 26.5757 | 26.3431 | 25.4933 | 24.3188 | 23.5004 | 22.2659 | 21.431 | 20.3765 | 19.5436 | 18.9991 | 19.0573 | 18.436 | 17.9233 | 17.5231 | 17.1758 | 17.1683
16 | 4.125% | 7647.9908 | 16.9955 | 21.4517 | 21.7626 | 24.457 | 24.457 | 25.4933 | 27.6251 | 27.3328 | 26.2763 | 25.6177 | 25.4933 | 24.7852 | 23.7555 | 23.0358 | 21.9146 | 21.1537 | 20.1776 | 19.4021 | 18.8936 | 18.9542 | 18.3674 | 17.8811 | 17.5002 | 17.1683
17 | 2.314% | 4290.3363 | 9.5341 | 13.2648 | 17.4791 | 20.8092 | 20.8092 | 21.9698 | 23.2134 | 25.3638 | 25.3551 | 24.6021 | 24.1555 | 24.1634 | 23.612 | 22.7397 | 22.1356 | 21.1408 | 20.4702 | 19.5863 | 18.8827 | 18.4256 | 18.5056 | 17.9659 | 17.5182 | 17.1683
18 | 2.213% | 4103.7999 | 9.1196 | 9.3268 | 11.8831 | 16.7883 | 16.7883 | 18.8609 | 20.1341 | 21.4517 | 23.5589 | 23.7316 | 23.1946 | 22.9025 | 23.0062 | 22.5768 | 21.8317 | 21.3221 | 20.4337 | 19.8396 | 19.0354 | 18.3946 | 17.9825 | 18.079 | 17.5813 | 17.1683
19 | 1.861% | 3450.9227 | 7.6687 | 8.3941 | 8.7741 | 13.8451 | 13.8451 | 15.2683 | 17.262 | 18.5759 | 19.9202 | 21.9698 | 22.2713 | 21.9008 | 21.7307 | 21.9106 | 21.5829 | 20.9465 | 20.519 | 19.7245 | 19.1991 | 18.4671 | 17.8838 | 17.5137 | 17.6263 | 17.1683
20 | 1.61% | 2984.5818 | 6.6324 | 7.1506 | 7.8069 | 9.9901 | 9.9901 | 12.643 | 14.0346 | 15.9333 | 17.2489 | 18.5915 | 20.5755 | 20.9681 | 20.7263 | 20.6522 | 20.8921 | 20.6485 | 20.1045 | 19.7475 | 19.0354 | 18.5707 | 17.9035 | 17.3724 | 17.0406 | 17.1683
21 | 4.879% | 9047.0135 | 20.1045 | 13.3684 | 11.4685 | 10.6118 | 10.6118 | 11.6758 | 13.7089 | 14.7934 | 16.3968 | 17.5344 | 18.729 | 20.5363 | 20.9016 | 20.6818 | 20.6157 | 20.8428 | 20.6165 | 20.1045 | 19.7663 | 19.0889 | 18.6438 | 18.0036 | 17.4912 | 17.1683
22 | 2.364% | 4383.6045 | 9.7413 | 14.9229 | 12.1594 | 10.6533 | 10.6533 | 10.4668 | 11.3994 | 13.213 | 14.232 | 15.7312 | 16.826 | 17.98 | 19.7059 | 20.1045 | 19.9525 | 19.9361 | 20.1898 | 20.0124 | 19.559 | 19.2651 | 18.6438 | 18.2391 | 17.6444 | 17.1683
23 | 1.509% | 2798.0454 | 6.2179 | 7.9796 | 12.0212 | 10.073 | 10.073 | 9.9141 | 9.8598 | 10.7517 | 12.4358 | 13.4306 | 14.8664 | 15.942 | 17.0753 | 18.7425 | 19.1787 | 19.0941 | 19.1291 | 19.4136 | 19.2863 | 18.892 | 18.6438 | 18.079 | 17.7164 | 17.1683
24 | 1.107% | 2051.9 | 4.5598 | 5.3888 | 6.8397 | 9.4512 | 9.4512 | 9.1541 | 9.1492 | 9.1973 | 10.0638 | 11.6482 | 12.6242 | 14.0075 | 15.0664 | 16.1813 | 17.797 | 18.265 | 18.2391 | 18.3197 | 18.6318 | 18.55 | 18.2095 | 18.0036 | 17.4912 | 17.1683
SCR Log Replication Required Throughput (Mb/s)
RPO
|  |  | 1 | 2 | 3 | 4 | 5 | 6 | 7 | 8 | 9 | 10 | 11 | 12 | 13 | 14 | 15 | 16 | 17 | 18 | 19 | 20 | 21 | 22 | 23 | 24
Required Throughput (Mb/s) / SCR Target |  |  | 40.4162 | 35.5455 | 32.9548 | 30.6749 | 30.6749 | 29.3967 | 28.8095 | 27.4364 | 26.5757 | 26.3431 | 25.4933 | 24.7852 | 23.7555 | 23.0358 | 22.1356 | 21.3221 | 20.6165 | 20.1045 | 19.7663 | 19.2651 | 18.6438 | 18.2391 | 17.7164 | 17.1683
Max Throughput (Mbps) |  | TCPWindowSize | RPO 1: Network Capacity; RPO 4: Network Link Bandwidth; RPO 9: Network Link
1e-06 |  | Default Value | RPO 1: 0.05; RPO 4: 1; RPO 5: 1; RPO 6: 1; RPO 7: 1; RPO 8: 1; RPO 9: 64 Kilobit; RPO 10: 64 Kilobit; RPO 11: 64 Kilobit; RPO 12: 64 Kilobit
0.064 |  | Default Value | RPO 1: 3200; RPO 4: 64000; RPO 5: 64000; RPO 6: 64000; RPO 7: 64000; RPO 8: 64000; RPO 9: 64 Kilobit; RPO 10: 64 Kilobit; RPO 11: 64 Kilobit; RPO 12: 64 Kilobit
0.064001 |  | Default Value | RPO 1: 3200.05; RPO 4: 64001; RPO 5: 64001; RPO 6: 64001; RPO 7: 64001; RPO 8: 64001; RPO 9: 128 Kilobit; RPO 10: 128 Kilobit; RPO 11: 128 Kilobit; RPO 12: 128 Kilobit
0.128 |  | Default Value | RPO 1: 6400; RPO 4: 128000; RPO 5: 128000; RPO 6: 128000; RPO 7: 128000; RPO 8: 128000; RPO 9: 128 Kilobit; RPO 10: 128 Kilobit; RPO 11: 128 Kilobit; RPO 12: 128 Kilobit
0.128 |  | Default Value | RPO 1: 6400.05; RPO 4: 128001; RPO 5: 128001; RPO 6: 128001; RPO 7: 128001; RPO 8: 128001; RPO 9: 192 Kilobit; RPO 10: 192 Kilobit; RPO 11: 192 Kilobit; RPO 12: 192 Kilobit
0.192 |  | Default Value | RPO 1: 9600; RPO 4: 192000; RPO 5: 192000; RPO 6: 192000; RPO 7: 192000; RPO 8: 192000; RPO 9: 192 Kilobit; RPO 10: 192 Kilobit; RPO 11: 192 Kilobit; RPO 12: 192 Kilobit
0.192 |  | Default Value | RPO 1: 9600.05; RPO 4: 192001; RPO 5: 192001; RPO 6: 192001; RPO 7: 192001; RPO 8: 192001; RPO 9: 256 Kilobit; RPO 10: 256 Kilobit; RPO 11: 256 Kilobit; RPO 12: 256 Kilobit
0.256 |  | Default Value | RPO 1: 12800; RPO 4: 256000; RPO 5: 256000; RPO 6: 256000; RPO 7: 256000; RPO 8: 256000; RPO 9: 256 Kilobit; RPO 10: 256 Kilobit; RPO 11: 256 Kilobit; RPO 12: 256 Kilobit
0.256 |  | Default Value | RPO 1: 12800.05; RPO 4: 256001; RPO 5: 256001; RPO 6: 256001; RPO 7: 256001; RPO 8: 256001; RPO 9: 384 Kilobit; RPO 10: 384 Kilobit; RPO 11: 384 Kilobit; RPO 12: 384 Kilobit
0.384 |  | Default Value | RPO 1: 19200; RPO 4: 384000; RPO 5: 384000; RPO 6: 384000; RPO 7: 384000; RPO 8: 384000; RPO 9: 384 Kilobit; RPO 10: 384 Kilobit; RPO 11: 384 Kilobit; RPO 12: 384 Kilobit
0.384 |  | Default Value | RPO 1: 19200.05; RPO 4: 384001; RPO 5: 384001; RPO 6: 384001; RPO 7: 384001; RPO 8: 384001; RPO 9: 768 Kilobit; RPO 10: 768 Kilobit; RPO 11: 768 Kilobit; RPO 12: 768 Kilobit
0.768 |  | Default Value | RPO 1: 38400; RPO 4: 768000; RPO 5: 768000; RPO 6: 768000; RPO 7: 768000; RPO 8: 768000; RPO 9: 768 Kilobit; RPO 10: 768 Kilobit; RPO 11: 768 Kilobit; RPO 12: 768 Kilobit
0.768 |  | Default Value | RPO 1: 38400.05; RPO 4: 768001; RPO 5: 768001; RPO 6: 768001; RPO 7: 768001; RPO 8: 768001; RPO 9: DS1 / T1 (1.5 Mbps)
1.544 |  | 131070 | RPO 1: 77200; RPO 4: 1544000; RPO 5: 1544000; RPO 6: 1544000; RPO 7: 1544000; RPO 8: 1544000; RPO 9: DS1 / T1 (1.5 Mbps)
1.544 |  | 131070 | RPO 1: 77200.05; RPO 4: 1544001; RPO 5: 1544001; RPO 6: 1544001; RPO 7: 1544001; RPO 8: 1544001; RPO 9: E1 (2Mbps); RPO 10: E1; RPO 11: E1; RPO 12: E1
2.048 |  | 131070 | RPO 1: 102400; RPO 4: 2048000; RPO 5: 2048000; RPO 6: 2048000; RPO 7: 2048000; RPO 8: 2048000; RPO 9: E1 (2Mbps); RPO 10: E1; RPO 11: E1; RPO 12: E1
2.048 |  | 131070 | RPO 1: 102400.05; RPO 4: 2048001; RPO 5: 2048001; RPO 6: 2048001; RPO 7: 2048001; RPO 8: 2048001; RPO 9: DS2 / T2 (6.3 Mbps); RPO 10: DS2 / T2; RPO 11: DS2 / T2; RPO 12: DS2 / T2
6.312 |  | 524280 | RPO 1: 315600; RPO 4: 6312000; RPO 5: 6312000; RPO 6: 6312000; RPO 7: 6312000; RPO 8: 6312000; RPO 9: DS2 / T2 (6.3 Mbps); RPO 10: DS2 / T2; RPO 11: DS2 / T2; RPO 12: DS2 / T2
6.312 |  | 524280 | RPO 1: 315600.05; RPO 4: 6312001; RPO 5: 6312001; RPO 6: 6312001; RPO 7: 6312001; RPO 8: 6312001; RPO 9: E2 (8.4 Mbps); RPO 10: E2; RPO 11: E2; RPO 12: E2
8.448 |  | 524280 | RPO 1: 422400; RPO 4: 8448000; RPO 5: 8448000; RPO 6: 8448000; RPO 7: 8448000; RPO 8: 8448000; RPO 9: E2 (8.4 Mbps); RPO 10: E2; RPO 11: E2; RPO 12: E2
8.448 |  | 524280 | RPO 1: 422400.05; RPO 4: 8448001; RPO 5: 8448001; RPO 6: 8448001; RPO 7: 8448001; RPO 8: 8448001; RPO 9: Ethernet; RPO 10: Ethernet; RPO 11: Ethernet; RPO 12: Ethernet
10 |  | 524280 | RPO 1: 500000; RPO 4: 10000000; RPO 5: 10000000; RPO 6: 10000000; RPO 7: 10000000; RPO 8: 10000000; RPO 9: Ethernet; RPO 10: Ethernet; RPO 11: Ethernet; RPO 12: Ethernet
10 |  | 524280 | RPO 1: 500000.05; RPO 4: 10000001; RPO 5: 10000001; RPO 6: 10000001; RPO 7: 10000001; RPO 8: 10000001; RPO 9: 16 Megabit; RPO 10: 16 Megabit; RPO 11: 16 Megabit; RPO 12: 16 Megabit
16 |  | 1048560 | RPO 1: 800000; RPO 4: 16000000; RPO 5: 16000000; RPO 6: 16000000; RPO 7: 16000000; RPO 8: 16000000; RPO 9: 16 Megabit; RPO 10: 16 Megabit; RPO 11: 16 Megabit; RPO 12: 16 Megabit
16 |  | 1048560 | RPO 1: 800000.05; RPO 4: 16000001; RPO 5: 16000001; RPO 6: 16000001; RPO 7: 16000001; RPO 8: 16000001; RPO 9: E3 (34.4 Mbps); RPO 10: E3; RPO 11: E3; RPO 12: E3
34.368 |  | 2097120 | RPO 1: 1718400; RPO 4: 34368000; RPO 5: 34368000; RPO 6: 34368000; RPO 7: 34368000; RPO 8: 34368000; RPO 9: E3 (34.4 Mbps); RPO 10: E3; RPO 11: E3; RPO 12: E3
34.368 |  | 2097120 | RPO 1: 1718400.05; RPO 4: 34368001; RPO 5: 34368001; RPO 6: 34368001; RPO 7: 34368001; RPO 8: 34368001; RPO 9: DS3 / T3 (44.7 Mbps); RPO 10: DS3 / T3; RPO 11: DS3 / T3; RPO 12: DS3 / T3
44.736 |  | 4194240 | RPO 1: 2236800; RPO 4: 44736000; RPO 5: 44736000; RPO 6: 44736000; RPO 7: 44736000; RPO 8: 44736000; RPO 9: DS3 / T3 (44.7 Mbps); RPO 10: DS3 / T3; RPO 11: DS3 / T3; RPO 12: DS3 / T3
44.736 |  | 4194240 | RPO 1: 2236800.05; RPO 4: 44736001; RPO 5: 44736001; RPO 6: 44736001; RPO 7: 44736001; RPO 8: 44736001; RPO 9: OC-1 (51.8 Mbps); RPO 10: OC-1; RPO 11: OC-1; RPO 12: OC-1
51.84 |  | 4194240 | RPO 1: 2592000; RPO 4: 51840000; RPO 5: 51840000; RPO 6: 51840000; RPO 7: 51840000; RPO 8: 51840000; RPO 9: OC-1 (51.8 Mbps); RPO 10: OC-1; RPO 11: OC-1; RPO 12: OC-1
51.84 |  | 4194240 | RPO 1: 2592000.05; RPO 4: 51840001; RPO 5: 51840001; RPO 6: 51840001; RPO 7: 51840001; RPO 8: 51840001; RPO 9: Fast Ethernet; RPO 10: Fast Ethernet; RPO 11: Fast Ethernet; RPO 12: Fast Ethernet
100 |  | 8388480 | RPO 1: 5000000; RPO 4: 100000000; RPO 5: 100000000; RPO 6: 100000000; RPO 7: 100000000; RPO 8: 100000000; RPO 9: Fast Ethernet; RPO 10: Fast Ethernet; RPO 11: Fast Ethernet; RPO 12: Fast Ethernet
100 |  | 8388480 | RPO 1: 5000000.05; RPO 4: 100000001; RPO 5: 100000001; RPO 6: 100000001; RPO 7: 100000001; RPO 8: 100000001; RPO 9: OC-3 (155 Mbps); RPO 10: OC-3; RPO 11: OC-3; RPO 12: OC-3
155.52 |  | 8388480 | RPO 1: 7776000; RPO 4: 155520000; RPO 5: 155520000; RPO 6: 155520000; RPO 7: 155520000; RPO 8: 155520000; RPO 9: OC-3 (155 Mbps); RPO 10: OC-3; RPO 11: OC-3; RPO 12: OC-3
155.52 |  | 8388480 | RPO 1: 7776000.05; RPO 4: 155520001; RPO 5: 155520001; RPO 6: 155520001; RPO 7: 155520001; RPO 8: 155520001; RPO 9: OC-12 (622 Mbps); RPO 10: OC-12; RPO 11: OC-12; RPO 12: OC-12
622.08 |  | 33553920 | RPO 1: 31104000; RPO 4: 622080000; RPO 5: 622080000; RPO 6: 622080000; RPO 7: 622080000; RPO 8: 622080000; RPO 9: OC-12 (622 Mbps); RPO 10: OC-12; RPO 11: OC-12; RPO 12: OC-12
622.08 |  | 33553920 | RPO 1: 31104000.05; RPO 4: 622080001; RPO 5: 622080001; RPO 6: 622080001; RPO 7: 622080001; RPO 8: 622080001; RPO 9: Gigabit Ethernet; RPO 10: Gigabit Ethernet; RPO 11: Gigabit Ethernet; RPO 12: Gigabit Ethernet
1000 |  | 67107840 | RPO 1: 50000000; RPO 4: 1000000000; RPO 5: 1000000000; RPO 6: 1000000000; RPO 7: 1000000000; RPO 8: 1000000000; RPO 9: Gigabit Ethernet; RPO 10: Gigabit Ethernet; RPO 11: Gigabit Ethernet; RPO 12: Gigabit Ethernet
1000 |  | 67107840 | RPO 1: 50000000.05; RPO 4: 1000000001; RPO 5: 1000000001; RPO 6: 1000000001; RPO 7: 1000000001; RPO 8: 1000000001; RPO 9: OC-24 (1.2 Gbps); RPO 10: OC-24; RPO 11: OC-24; RPO 12: OC-24
1243.68 |  | 67107840 | RPO 1: 62184000; RPO 4: 1243680000; RPO 5: 1243680000; RPO 6: 1243680000; RPO 7: 1243680000; RPO 8: 1243680000; RPO 9: OC-24 (1.2 Gbps); RPO 10: OC-24; RPO 11: OC-24; RPO 12: OC-24
1243.68 |  | 67107840 | RPO 1: 62184000.05; RPO 4: 1243680001; RPO 5: 1243680001; RPO 6: 1243680001; RPO 7: 1243680001; RPO 8: 1243680001; RPO 9: OC-48 (2.5 Gbps); RPO 10: OC-48; RPO 11: OC-48; RPO 12: OC-48
2488.32 |  | 134215680 | RPO 1: 124416000; RPO 4: 2488320000; RPO 5: 2488320000; RPO 6: 2488320000; RPO 7: 2488320000; RPO 8: 2488320000; RPO 9: OC-48 (2.5 Gbps); RPO 10: OC-48; RPO 11: OC-48; RPO 12: OC-48
2488.32 |  | 134215680 | RPO 1: 124416000.05; RPO 4: 2488320001; RPO 5: 2488320001; RPO 6: 2488320001; RPO 7: 2488320001; RPO 8: 2488320001; RPO 9: OC-96 (5 Gbps); RPO 10: OC-96; RPO 11: OC-96; RPO 12: OC-96
4976.64 |  | 268431360 | RPO 1: 248832000; RPO 4: 4976640000; RPO 5: 4976640000; RPO 6: 4976640000; RPO 7: 4976640000; RPO 8: 4976640000; RPO 9: OC-96 (5 Gbps); RPO 10: OC-96; RPO 11: OC-96; RPO 12: OC-96
4976.64 |  | 268431360 | RPO 1: 248832000.05; RPO 4: 4976640001; RPO 5: 4976640001; RPO 6: 4976640001; RPO 7: 4976640001; RPO 8: 4976640001; RPO 9: 10 Gigabit Ethernet; RPO 10: 10 Gigabit Ethernet; RPO 11: 10 Gigabit Ethernet; RPO 12: 10 Gigabit Ethernet
10000 |  | 536862720 | RPO 1: 500000000; RPO 4: 10000000000; RPO 5: 10000000000; RPO 6: 10000000000; RPO 7: 10000000000; RPO 8: 10000000000; RPO 9: 10 Gigabit Ethernet
Windows Server 2003 TCP/IP Tuning Optimization | bar: RPO 1 to RPO 4
Custom TCP Receive Window (TcpWindowSize) for User Defined Network Link |  |  | RPO 4: 67107840
Log Replication Requirements Results Pane
Log Replication Throughput Requirements |  |  | RPO 8: Recommended Network Link
Transaction Log Data Generated / Day |  |  | RPO 2: 181.0714; RPO 8: Recommended Network Link for Geographically Dispersed CCR; RPO 19: Use Chosen Link
Geographically Dispersed CCR Log Throughput Required / CMS |  |  | RPO 2: 40.4162; RPO 8: Recommended Network Link for SCR; RPO 19: Use Chosen Link
Geographically Dispersed CCR Log Throughput Required |  |  | RPO 2: 40.4162
Recovery Point Objective |  |  | RPO 2: 24; RPO 8: TCP/IP Settings for Geographically Dispersed CCR
SCR Log Throughput Required / SCR Target / Source |  |  | RPO 2: 17.1683; RPO 8: Windows Server 2003 TCPWindowSize; RPO 19: 67107840
Total SCR Log Throughput Required |  |  | RPO 2: 17.1683; RPO 8: Windows Server 2003 TCP1323Opts; RPO 19: 1
Chosen Network Link Suitability |  |  | RPO 8: TCP/IP Settings for SCR
Network Link |  |  | RPO 3: Gigabit Ethernet; RPO 8: Windows Server 2003 TCPWindowSize; RPO 19: 67107840
Network Link Latency |  |  | RPO 3: 50; RPO 8: Windows Server 2003 TCP1323Opts; RPO 19: 1
Is Network Link Acceptable for Geographically Dispersed CCR? |  |  | RPO 3: Yes
Is Network Link Acceptable for SCR? |  |  | RPO 3: Yes
Special Notes
Important: The Log Replication Throughput metrics for both Geographically Dispersed CCR and/or SCR are dependent upon knowing the proper log generation rate per hour of the day for your environment. If this data is unknown (or if you used the default example configuration), then the log replication throughput metrics may not be accurate.
Note on A6: This is the required bandwidth necessary to replicate the transaction logs based on the peak transaction log generation hour. This value will ensure that a geographically dispersed CCR cluster will have the necessary bandwidth such that replication lag does not affect availability if a failover has to occur. Note: This does not account for latency. Latency can affect how fast logs are replicated. Please ensure that latency does not affect log replication.
Note on A7: Amount of available throughput per second based on latency for the network link.
Note on A9: This is the required bandwidth necessary to replicate the transaction logs based on the peak transaction log generation hour. This value will ensure that a geographically dispersed CCR cluster will have the necessary bandwidth such that replication lag does not affect availability if a failover has to occur. Note: This does not account for latency. Latency can affect how fast logs are replicated. Please ensure that latency does not affect log replication.
Note on A10: This is the required throughput necessary to replicate the transaction logs based on the peak transaction log generation hour. This value will ensure that a geographically dispersed CCR cluster will have the necessary bandwidth such that replication lag does not affect availability if a failover has to occur. Note1: This does not account for latency, packet loss, jitter, etc. These things can affect how fast logs are replicated and thus must be accounted for when designing your solution. Note2: This value incorporates into it the data overhead factor associated with transaction log generation. Additional buffer may be required. Important: This value does not take into account the following items and thus, a more thorough analysis of the environment must be performed to determine the total bandwidth required when operating in a geographically dispersed model: - Bandwidth For File Notifications - Bandwidth For DC Traffic - Bandwidth For Client Access - Bandwidth For CAS, Hub access - Bandwidth For Heartbeat - Bandwidth For Cluster DB Updates - Bandwidth for Other Applications that use the network
Note on A12: This is the hour of the day.
Note on B12: This is the percentage of total logs that are generated for the specified hour.
Note on C12: This is the amount of transaction log data generated for the specified hour.
Note on D12: This is the Mbps required for the specified hour given the specified RPO.
Note on D63: This is the required bandwidth necessary to replicate the transaction logs to meet the required RPO for the peak business hours when using Standby Continuous Replication. The effect of this table is that this table takes into account non-contiguous peak hours, say 8am and 4pm, the resulting bandwidth requirement will assume that you can take the time in between 8 and 4 to catch up, (within the specified RPO of course).
Note on D64: This is the RPO specified.
Note on A66: This is the throughput required necessary to replicate the transaction logs given the RPO for a single Standby Continuous Replication target for all source storage groups. Important: This value does not take into account the following items and thus, a more thorough analysis of the environment must be performed to determine the total throughput required when operating in a geographically dispersed model: - Bandwidth For File Notifications - Bandwidth For DC Traffic - Bandwidth For Client Access - Bandwidth For CAS, Hub access - Bandwidth For Heartbeat - Bandwidth For Cluster DB Updates - Bandwidth for Other Applications that use the network Note:1 This value incorporates into it the data overhead factor associated with transaction log generation. Additional buffer may be required. Note2: This does not account for latency, packet loss, jitter, etc. These things can affect how fast logs are replicated and thus must be accounted for when designing your solution.
Note on A116: These only need to be set on source or target machines that are running Windows Server 2003. Windows Server 2008 will dynamically adjust the TCP Window Size.
Note on A117: To increase the throughput during log shipping, it may be beneficial to adjust this setting. The TCP receive window size is the amount of receive data (in bytes) that can be buffered during a connection. The sending host can send only that amount of data before it must wait for an acknowledgment and window update from the receiving host. To set the receive window size to a specific value, add the TcpWindowSize value to the registry subkey. To do this, follow these steps: 1. Click Start, click Run, type Regedit, and then click OK. 2. Expand the following subkey: HKEY_LOCAL_MACHINE\SYSTEM\CurrentControlSet\Services\Tcpip\Parameters 3. On the Edit menu, point to New, and then click DWORD Value. 4. Type TcpWindowSize in the New Value box, and then press Enter 5. Click Modify on the Edit menu. 6. Type the desired window size in the Value data box.
Note on K121: This is the network link you should deploy based on your latency and the amount of data you need to replicate. This is only populated if the chosen network link is found to be unacceptable.
Note on A122: This is the amount of transaction log data generated per day for all mailbox servers.
Note on K122: This is the network link you should deploy based on your latency and the amount of data you need to replicate.
Note on A123: This is the required throughput necessary to replicate the transaction logs based on the peak transaction log generation hour. This value will ensure that a single geographically dispersed CCR cluster will have the necessary bandwidth such that replication lag does not affect availability if a failover has to occur. Note1: This does not account for latency, packet loss, jitter, etc. These things can affect how fast logs are replicated and thus must be accounted for when designing your solution. Note2: This value incorporates into it the data overhead factor associated with transaction log generation. Additional buffer may be required. Important: This value does not take into account the following items and thus, a more thorough analysis of the environment must be performed to determine the total bandwidth required when operating in a geographically dispersed model: - Bandwidth For File Notifications - Bandwidth For DC Traffic - Bandwidth For Client Access - Bandwidth For CAS, Hub access - Bandwidth For Heartbeat - Bandwidth For Cluster DB Updates - Bandwidth for Other Applications that use the network - Bandwidth required for content indexing (the passive node search service crawls the active db copy (via RPC) to populate the passive search catalog)
Note on K123: This is the network link you should deploy based on your latency and the amount of data you need to replicate.
Note on A124: This is the required throughput necessary to replicate the transaction logs based on the peak transaction log generation hour. This value will ensure that all geographically dispersed CCR clusters will have the necessary bandwidth such that replication lag does not affect availability if a failover has to occur. Note1: This does not account for latency, packet loss, jitter, etc. These things can affect how fast logs are replicated and thus must be accounted for when designing your solution. Note2: This value incorporates into it the data overhead factor associated with transaction log generation. Additional buffer may be required. Important: This value does not take into account the following items and thus, a more thorough analysis of the environment must be performed to determine the total bandwidth required when operating in a geographically dispersed model: - Bandwidth For File Notifications - Bandwidth For DC Traffic - Bandwidth For Client Access - Bandwidth For CAS, Hub access - Bandwidth For Heartbeat - Bandwidth For Cluster DB Updates - Bandwidth for Other Applications that use the network
Note on A125: Recover Point Objective (RPO) is the acceptable amount of data loss you can have measured in hours. In terms of log replication, this means how behind can you get in log shipping? For geographically dispersed CCR, this value does not apply since you cannot get behind in log replication; otherwise your storage groups will not mount upon failover. For SCR, the RPO choice will determine your bandwidth requirements. The lower the RPO (a value of 1 essentially means you want to only lose the open log file), the higher the bandwidth you need because you cannot get behind in log replication. The higher the RPO (approaching 24) less bandwidth is needed as you are expecting to be behind (up to x hours) in log replication.
Note on K125: This is the network link you should deploy based on your latency and the amount of data you need to replicate. This is only populated if the chosen network link is found to be unacceptable.
Note on A126: This is the throughput required necessary to replicate the transaction logs given the RPO for a single Standby Continuous Replication target for all source storage groups. This value does not take into account the following items and thus, a more thorough analysis of the environment must be performed to determine the total throughput required when operating in a geographically dispersed model: - Bandwidth For File Notifications - Bandwidth For DC Traffic - Bandwidth For Client Access - Bandwidth For CAS, Hub access - Bandwidth For Heartbeat - Bandwidth For Cluster DB Updates - Bandwidth for Other Applications that use the network Note1: This value incorporates into it the data overhead factor associated with transaction log generation. Additional buffer may be required. Note2: This does not account for latency, packet loss, jitter, etc. These things can affect how fast logs are replicated and thus must be accounted for when designing your solution.
Note on K126: To increase the throughput during log shipping, it may be beneficial to adjust this setting. The TCP receive window size is the amount of receive data (in bytes) that can be buffered during a connection. The sending host can send only that amount of data before it must wait for an acknowledgment and window update from the receiving host. To set the receive window size to a specific value, add the TcpWindowSize value to the registry subkey. To do this, follow these steps: 1. Click Start, click Run, type Regedit, and then click OK. 2. Expand the following subkey: HKEY_LOCAL_MACHINE\SYSTEM\CurrentControlSet\Services\Tcpip\Parameters 3. On the Edit menu, point to New, and then click DWORD Value. 4. Type TcpWindowSize in the New Value box, and then press Enter 5. Click Modify on the Edit menu. 6. Type the desired window size in the Value data box.
Note on A127: This is the total SCR log throughput required which should be considered when you have multiple SCR targets and potentially multiple source servers.
Note on K127: For more efficient use of high bandwidth networks, a larger TCP window size may be used. The TCP window size field controls the flow of data and is limited to 2 bytes, or a window size of 65,535 bytes. Since the size field cannot be expanded, a scaling factor is used. TCP window scale is an option used to increase the maximum window size from 65,535 bytes to 1 Gigabyte. The Tcp1323Opts value in the following registry key can be added to control scaling windows and timestamp: HKEY_LOCAL_MACHINE\System\CurrentControlSet\Services\Tcpip\Parameters 1. On the toolbar click Start, click Run, and then type Regedit to start the Registry Editor. 2. In the Registry Editor, click Edit, point to New, and then click DWORD Value. 3. In the New Value box, type Tcp1323Opts, press ENTER, and then on the Edit menu, click Modify. Note The valid range is 0,1,2 or 3 where: 0 (disable RFC 1323 options) 1 (window scale enabled only) 2 (timestamps enabled only) 3 (both options enabled) This registry entry controls RFC 1323 timestamps and window scaling options. Timestamps and Window scaling are enabled by default, but can be manipulated with flag bits. Bit 0 controls window scaling, and bit 1 controls timestamps. For more information, please see http://support.microsoft.com/?id=224829
Note on K129: This is the network link you should deploy based on your latency and the amount of data you need to replicate. This is only populated if the chosen network link is found to be unacceptable.
Note on A130: This is the network link selected on the Input worksheet.
Note on K130: To increase the throughput during log shipping, it may be beneficial to adjust this setting. The TCP receive window size is the amount of receive data (in bytes) that can be buffered during a connection. The sending host can send only that amount of data before it must wait for an acknowledgment and window update from the receiving host. To set the receive window size to a specific value, add the TcpWindowSize value to the registry subkey. To do this, follow these steps: 1. Click Start, click Run, type Regedit, and then click OK. 2. Expand the following subkey: HKEY_LOCAL_MACHINE\SYSTEM\CurrentControlSet\Services\Tcpip\Parameters 3. On the Edit menu, point to New, and then click DWORD Value. 4. Type TcpWindowSize in the New Value box, and then press Enter 5. Click Modify on the Edit menu. 6. Type the desired window size in the Value data box.
Note on A131: This is the network link latency entered on the Input worksheet.
Note on K131: For more efficient use of high bandwidth networks, a larger TCP window size may be used. The TCP window size field controls the flow of data and is limited to 2 bytes, or a window size of 65,535 bytes. Since the size field cannot be expanded, a scaling factor is used. TCP window scale is an option used to increase the maximum window size from 65,535 bytes to 1 Gigabyte. The Tcp1323Opts value in the following registry key can be added to control scaling windows: HKEY_LOCAL_MACHINE\System\CurrentControlSet\Services\Tcpip\Parameters 1. On the toolbar click Start, click Run, and then type Regedit to start the Registry Editor. 2. In the Registry Editor, click Edit, point to New, and then click DWORD Value. 3. In the New Value box, type Tcp1323Opts, press ENTER, and then on the Edit menu, click Modify. Note The valid range is 0,1,2 or 3 where: 0 (disable RFC 1323 options) 1 (window scale enabled only) 2 (timestamps enabled only) 3 (both options enabled) This registry entry controls RFC 1323 timestamps and window scaling options. Timestamps and Window scaling are enabled by default, but can be manipulated with flag bits. Bit 0 controls window scaling, and bit 1 controls timestamps. For more information, please see http://support.microsoft.com/?id=224829
Note on A132: Here we determine if the chosen network link is acceptable by comparing the required throughput with the achievable throughput.
Note on A133: Here we determine if the chosen network link is acceptable by comparing the required throughput with the achievable throughput.

## Storage Design
Instructions: Fill in the blue variables. Choose the appropriate drop-downs for the red variables.
Important: This tool should only be used for storage modeling purposes. Please consult with the storage vendor regarding storage design and follow recommended storage design testing processes. The example configuration provided within this calculator is just that, an example, and as such, each input option needs to be evaluated as to how it will affect your design.
Note1: This calculator only recommends a disk configuration based on the least number of disks needed to satisfy the performance and capacity requirements. It does not take into account cost or power consumption.
Note2: The term RAID-1/0 assumes that the enclosure can either create RAID-0+1 or RAID-1+0 arrays. RAID-1+0 is recommended over RAID-0+1.
Note3: Disk Capacity and RPM have a significant impact on design, the choice of disk should be directly related to the size of mailboxes and the mailbox IOPS requirements.
Note4: SATA disk random I/O (measured at the controller) will vary between vendors. This calculator uses the lowest measured random I/O throughput.
Note5: Contact your storage vendor for recommended configuration guidance.
Storage Design Input Factors - RAID Configuration
Step 1 - Please enter in the appropriate information for cells that are blue and choose the appropriate drop-downs for cells that are red concerning your RAID configuration.
RAID Parity Configuration |  |  | RAID Configuration
RAID-1/0 Parity Grouping | 1+1 |  | Override RAID Configuration | No
RAID-5 Parity Grouping | 4+1 |  | Desired RAID Configuration | RAID-0
RAID-6 Parity Grouping | 6+2 |  | Restore LUN RAID Configuration | RAID-5
RAID Rebuild Overhead
RAID-1/0 Rebuild Overhead | 35%
RAID-5 Rebuild Overhead | 100%
RAID-6 Rebuild Overhead | 100%
Storage Design Input Factors - Disk Selection
Step 2 - Please select the appropriate disk capacities and disk types that you will be using for your database, transaction logs, and restore LUNs. If you want to compare different configurations, you can enter up to three different configurations as each table below represents a single deployment configuration.
Configuration 1 | Database Disk Type | Log Disk Type | Restore LUN Disk Type
Disk Capacity | 146 GB | 146 GB | 500 GB
Disk Type | 10K RPM SAS 2.5" | 10K RPM SAS 2.5" | 7.2K RPM SATA
Configuration 2 | Database Disk Type | Log Disk Type | Restore LUN Disk Type
Disk Capacity | 300 GB | 300 GB | 500 GB
Disk Type | 10K RPM FC/SCSI/SAS 3.5" | 10K RPM FC/SCSI/SAS 3.5" | 7.2K RPM SATA
Configuration 3 | Database Disk Type | Log Disk Type | Restore LUN Disk Type
Disk Capacity | 500 GB | 500 GB | 500 GB
Disk Type | 7.2K RPM SATA | 7.2K RPM SATA | 7.2K RPM SATA
Storage Design Calculations Pane
RAID I/O Calculations
Base RAID-0 Total Log IOPS | 601.92
Base RAID-1/0 Total Log IOPS | 1149.12
Base RAID-0 Total DB IOPS | 1538.9791
Base RAID-1/0 Total DB IOPS | 2268.5791
Base RAID-5 Total DB IOPS | 3727.7791
Base RAID-6 Total DB IOPS | 5186.9791
Recommended RAID-1/0 Total Log IOPS | 1767.8769
Recommended RAID-1/0 Total DB IOPS | 3490.1217
Recommended RAID-5 Total DB IOPS | 7455.5581
Recommended RAID-6 Total DB IOPS | 10373.9581
Storage I/O Throughput | 9223.4351
Database Disk Configuration | Configuration 1 | Configuration 2 | Configuration 3
Raw Disk Capacity (GB) | 146 | 300 | 500
Formatted Disk Capacity (GB) | 133.882 | 275.1 | 458.5
Maximum Disk I/O Capacity Percentage | 100% | 100% | 100%
Random Disk Spindle I/O (Disk Transfers/s) | 165 | 130 | 50
Database Disk Calculations | Configuration 1 | Configuration 2 | Configuration 3
RAID-0 Number of DB Disks (Performance) | 10 | 12 | 31
RAID-1/0 Number of DB Disks (Performance) | 22 | 28 | 70
RAID-5 Number of DB Disks (Performance) | 50 | 60 | 150
RAID-6 Number of DB Disks (Performance) | 64 | 80 | 208
Number of Disks Needed for Capacity (RAID-0) | 98 | 48 | 29
RAID-1/0 Number of DB Disks (Capacity) | 196 | 96 | 58
RAID-5 Number of DB Disks (Capacity) | 125 | 60 | 40
RAID-6 Number of DB Disks (Capacity) | 136 | 64 | 40
Log Disk Configuration | Configuration 1 | Configuration 2 | Configuration 3
Raw Disk Capacity (GB) | 146 | 300 | 500
Formatted Disk Capacity (GB) | 133.882 | 275.1 | 458.5
Maximum Disk I/O Capacity Percentage | 100% | 100% | 100%
Log Disk Calculations | Configuration 1 | Configuration 2 | Configuration 3
RAID-0 Number of Log Disks (Performance) | 3 | 3 | 3
Number of Disks Needed for Capacity (RAID-0) | 7 | 4 | 2
RAID-1/0 Number of Log Disks (Capacity) | 14 | 8 | 4
RAID-1/0 Number of Log Disks (Performance) | 6 | 6 | 6
Restore LUN Disk Configuration | Configuration 1 | Configuration 2 | Configuration 3
Raw Disk Capacity (GB) | 500 | 500 | 500
Formatted Disk Capacity (GB) | 458.5 | 458.5 | 458.5
Maximum Disk I/O Capacity Percentage | 100% | 100% | 100%
Random Disk Spindle I/O (Disk Transfers/s) | 50 | 50 | 50
Restore LUN Disk Capacity Calculations | Configuration 1 | Configuration 2 | Configuration 3
Number of Disks Needed for Capacity (RAID-0) | 5 | 5 | 5
RAID-1/0 Number of Restore LUN Disks | 10 | 10 | 10
RAID-5 Number of Restore LUN Disks | 10 | 10 | 10
RAID-6 Number of Restore LUN Disks | 8 | 8 | 8
DB RAID Configurations | Configuration 1 | Configuration 2 | Configuration 3
Number of RAID-0 Disks Required for I/O | 10 | 12 | 31
Number of RAID-0 Disks Required for Capacity | 98 | 48 | 29
Number of RAID-1/0 Disks Required for I/O | 22 | 28 | 70
Number of RAID-1/0 Disks Required for Capacity | 196 | 96 | 58
Number of RAID-5 Disks Required for I/O | 50 | 60 | 150
Number of RAID-5 Disks Required for Capacity | 125 | 60 | 40
Number of RAID-6 Disks Required for I/O | 64 | 80 | 208
Number of RAID-6 Disks Required for Capacity | 136 | 64 | 40
Log RAID Configurations | Configuration 1 | Configuration 2 | Configuration 3
Number of RAID-0 Disks Required for I/O | 3 | 3 | 3
Number of RAID-0 Disks Required for Capacity | 7 | 4 | 2
Number of RAID-1/0 Disks Required for I/O | 6 | 6 | 6
Number of RAID-1/0 Disks Required for Capacity | 14 | 8 | 4
DB Disks | DB RAID Type | DB Disk Configuration
125 | RAID-5 | Configuration 1
60 | RAID-5 | Configuration 2
70 | RAID-1/0 | Configuration 3
Log Disks | Log RAID Type | Log Disk Configuration
14 | RAID-1/0 | Configuration 1
8 | RAID-1/0 | Configuration 2
6 | RAID-1/0 | Configuration 3
Restore LUN Disks | Restore LUN RAID Type | Restore LUN Disk Config
10 | RAID-5 | Configuration 1
10 | RAID-5 | Configuration 2
10 | RAID-5 | Configuration 3
Total Number of Disks | DB Disks | Log Disks | Restore LUN Disks | Configuration
149 | 125 | 14 | 10 | Configuration 1
78 | 60 | 8 | 10 | Configuration 2
86 | 70 | 6 | 10 | Configuration 3
Storage Design Results Pane
RAID Configurations / Server | Configuration 1 | Configuration 2 | Configuration 3
Database RAID | RAID-5 | RAID-5 | RAID-1/0
Database Number of Disks | 125 | 60 | 70
Database Number of CR Replica Disks | 125 | 60 | 70
Log RAID | RAID-1/0 | RAID-1/0 | RAID-1/0
Log Number of Disks | 14 | 8 | 6
Log Number of CR Replica Disks | 14 | 8 | 6
Restore LUN RAID | RAID-5 | RAID-5 | RAID-5
Restore LUN Number of Disks | 10 | 10 | 10
Recommended RAID Configuration / Server | Database | Log | Restore LUN
Disk Capacity/Type | Configuration 2 | Configuration 2 | Configuration 2
Optimum RAID | RAID-5 | RAID-1/0 | RAID-5
Optimum Number of Disks (Source) | 60 | 8 | 10
Optimum Number of Disks (Replica) | 60 | 8 | 10
Storage Configuration | Single Mailbox Server
Total Number of Disks Required (Source) | 78
Total Number of Disks Required (Replica) | 78
Total Number of SCR Disks Required / SCR Target | 78
Total Number of Disks Required for the Environment | 234
Note on A16: Select the building block that is used by the storage array for RAID-1/0. For example, a 2d+2p configuration uses the capacity of two disks for capacity and two disks for parity. Different vendors provide different data+parity combinations.
Note on D16: By default the calculator will recommend either RAID-1/0 or RAID-5 by evaluating capacity and I/O factors and determining which configuration utilizes the least amount of disks while satisfying the requirements. If you would like to override this and force the calculator to utilize a particular RAID configuration, select "Yes" to this option and then select the appropriate RAID configuration in the cell labeled "Desired RAID Configuration".
Note on A17: Select the building block that is used by the storage array for RAID-5. For example, a 3d+1p configuration uses the capacity of three disks for data and one for parity—although the parity is distributed across all disks. Different vendors provide different data+parity combinations.
Note on D17: By default the calculator will recommend either RAID-1/0 or RAID-5 by evaluating capacity and I/O factors and determining which configuration utilizes the least amount of disks while satisfying the requirements. If you would like to override this and force the calculator to utilize a particular RAID configuration, select "Yes" to the "Override RAID Configuration" option and then select the appropriate RAID configuration in this cell.
Note on A18: Select the building block that is used by the storage array for RAID-6. RAID 6 extends RAID 5 by adding an additional parity block, thus it uses block-level striping with two parity blocks distributed across all member disks. Different vendors provide different data+parity combinations.
Note on D18: Select the appropriate RAID configuration you would like to utilize for your Restore / Maintenance LUN.
Note on A21: This is the overhead that should be provisioned into the performance calculations when designing for RAID-1/0 parity. Most RAID-1/0 implementations will suffer a 25% performance penalty during a rebuild. Microsoft recommends factoring in a 35% overhead for RAID-1/0 to account for the rebuild penalty.
Note on A22: This is the overhead that should be provisioned into the performance calculations when designing for RAID-5 parity. Most RAID-5 implementations will suffer a 50% performance penalty during a rebuild. Microsoft recommends factoring in a 100% overhead for RAID-5 to account for the rebuild penalty.
Note on A23: This is the overhead that should be provisioned into the performance calculations when designing for RAID-6 parity. Most RAID-6 implementations will suffer a 50% or higher performance penalty during a rebuild. Microsoft recommends factoring in a 100% overhead for RAID-6 to account for the rebuild penalty.
Note on A29: Select the disk capacity that will be used in the storage design. Note: Not all capacity choices are available in each disk type.
Note on A30: Choose the disk type that you will be using in your design. Note: Not all capacity choices are available in each disk type.
Note on A33: Select the disk capacity that will be used in the storage design. Note: Not all capacity choices are available in each disk type.
Note on A34: Choose the disk type that you will be using in your design. Note: Not all capacity choices are available in each disk type.
Note on A37: Select the disk capacity that will be used in the storage design. Note: Not all capacity choices are available in each disk type.
Note on A38: Choose the disk type that you will be using in your design. Note: Not all capacity choices are available in each disk type.
Note on A43: Total IO per second the Log LUN must support when configured in a RAID-0 array.
Note on A44: Total IO per second the Log LUN must support when configured in a RAID-1/0 array. This value also incorporates the RAID-1/0 rebuild penalty.
Note on A45: Total IO per second the database LUN must support when configured in a RAID-0 array.
Note on A46: Total IO per second the database LUN must support when configured in a RAID-1/0 array.
Note on A47: Total IO per second the database LUN must support when configured in a RAID-5 array.
Note on A48: Total IO per second the database LUN must support when configured in a RAID-6 array.
Note on A49: This is the required number of IOPS required when utilizing RAID-1/0 to ensure that the system can handle the rebuild during a drive failure.
Note on A50: This is the required number of IOPS required when utilizing RAID-1/0 to ensure that the system can handle the rebuild during a drive failure.
Note on A51: This is the required number of IOPS required when utilizing RAID-5 to ensure that the system can handle the rebuild during a drive failure.
Note on A52: This is the required number of IOPS required when utilizing RAID-6 to ensure that the system can handle the rebuild during a drive failure.
Note on A53: This is the throughput required based on the transactional I/O characteristics of the database and transaction logs given the RAID implementation. This value does not factor in non-transactional I/O requirements (e.g. backup).
Note on A56: This is the raw capacity of the disk (the unformatted capacity).
Note on A57: This is the formatted capacity of the physical disk. This calculator uses 91% of the raw capacity, though different storage controllers and different disk manufacturers may be able to utilize more or less of the disk capacity.
Note on A58: Some vendors believe that you shouldn't use all the I/O capacity of a disk as that can lead to disk bottlenecks. Microsoft does not recommend changing this value.
Note on A59: This is how much I/O the physical disk can sustain at the controller using a random 8K read and writes with 80% capacity utilization. Assuming cache avoidance, a 10K RPM spindle supports approximately 130 random or 150 sequential IOPS; a 15K RPM spindle supports approximately 180 random or 200 sequential IOPS.
Note on A62: This is the number of disks that must support the database design based on I/O performance in a RAID-1/0 configuration.
Note on A63: This is the number of disks that must support the database design based on I/O performance in a RAID-1/0 configuration.
Note on A64: This is the number of disks that must support the database design based on I/O performance utilizing RAID-5 and the desired parity grouping. Since not all storage arrays utilize this type of configuration, please consult with the storage vendor to determine if this is the correct number of disks.
Note on A65: This is the number of disks that must support the database design based on I/O performance utilizing RAID-6 and the desired parity grouping. Since not all storage arrays utilize this type of configuration, please consult with the storage vendor to determine if this is the correct number of disks.
Note on A66: This value is the amount of disks required to hold the data in a RAID0 configuration. RAID0 has no resilience, so this should not be used.
Note on A67: This value is the number of disks required to support the design based on capacity alone. This value should only be used when the capacity requirements outweigh the I/O requirements.
Note on A68: This is the number of disks that must support the database design based on the capacity requirements utilizing RAID-5 based on the desired parity grouping. This value should only be used when the capacity requirements outweigh the I/O requirements. Since not all storage arrays utilize this type of configuration, please consult with the storage vendor to determine if this is the correct number of disks.
Note on A69: This is the number of disks that must support the database design based on the capacity requirements utilizing RAID-6 based on the desired parity grouping. This value should only be used when the capacity requirements outweigh the I/O requirements. Since not all storage arrays utilize this type of configuration, please consult with the storage vendor to determine if this is the correct number of disks.
Note on A72: This is the raw capacity of the disk (the unformatted capacity).
Note on A73: This is the formatted capacity of the physical disk. This calculator uses 91% of the raw capacity, though different storage controllers and different disk manufacturers may be able to utilize more or less of the disk capacity.
Note on A74: Some vendors believe that you shouldn't use all the I/O capacity of a disk as that can lead to disk bottlenecks. Microsoft does not recommend changing this value.
Note on A77: This is the number of disks based on the amount of transaction log I/O with respect to the minimum number of sequential writes a disk can sustain (for this calculator this value is 300) utilizing a RAID-0 parity.
Note on A78: Number of disks required to support the transaction log capacity.
Note on A79: This value is the number of disks required to support the design based on capacity alone utilizing RAID-1/0 parity. This value should only be used when the capacity requirements outweigh the I/O requirements.
Note on A80: This is the number of disks based on the amount of transaction log I/O with respect to the minimum number of sequential writes a disk can sustain (for this calculator this value is 300) utilizing a RAID-1/0 parity.
Note on A83: This is the raw capacity of the disk (the unformatted capacity).
Note on A84: This is the formatted capacity of the physical disk. This calculator uses 91% of the raw capacity, though different storage controllers and different disk manufacturers may be able to utilize more or less of the disk capacity.
Note on A85: Some vendors believe that you shouldn't use all the I/O capacity of a disk as that can lead to disk bottlenecks. Microsoft does not recommend changing this value.
Note on A86: This is how much I/O the physical disk can sustain at the controller using a random 8K read and writes. Assuming cache avoidance, a 10K RPM spindle supports approximately 130 random or 150 sequential IOPS; a 15K RPM spindle supports approximately 180 random or 200 sequential IOPS.
Note on A89: This is the number of disks needed to meet the capacity requirements of the Restore LUN.
Note on A90: This calculation determines the number of disks necessary to support the Restore LUN based on the capacity requirements in a RAID-1/0 configuration.
Note on A91: This calculation determines the number of disks necessary to support the Restore LUN based on the capacity requirements in a RAID-5 configuration.
Note on A92: This calculation determines the number of disks necessary to support the Restore LUN based on the capacity requirements in a RAID-6 configuration.
Note on A95: Number of disks required to meet the I/O requirements for the given RAID configuration.
Note on A96: Number of disks required to meet the capacity requirements for the given RAID configuration.
Note on A97: Number of disks required to meet the I/O requirements for the given RAID configuration.
Note on A98: Number of disks required to meet the capacity requirements for the given RAID configuration.
Note on A99: Number of disks required to meet the I/O requirements for the given RAID configuration.
Note on A100: Number of disks required to meet the capacity requirements for the given RAID configuration.
Note on A101: Number of disks required to meet the I/O requirements for the given RAID configuration.
Note on A102: Number of disks required to meet the capacity requirements for the given RAID configuration.
Note on A105: Number of disks required to meet the I/O requirements for the given RAID configuration.
Note on A106: Number of disks required to meet the capacity requirements for the given RAID configuration.
Note on A107: Number of disks required to meet the I/O requirements for the given RAID configuration.
Note on A108: Number of disks required to meet the capacity requirements for the given RAID configuration.
Note on A133: When RAIDOverride=No, this calculation determines the optimum RAID configuration (RAID-1/0 or RAID-5) for the solution by determining which RAID configuration requires the least amount of disks while still satisfying the capacity and performance requirements. If RAIDOverride=Yes, then the desired RAID configuration, inputted by the user, will be shown.
Note on A134: Number of disks required for the optimum RAID configuration.
Note on A135: Required number of disks for the replica for the optimum RAID configuration.
Note on A136: When RAIDOverride=No, this calculation utilizes RAID-1/0 for the solution by determining which RAID configuration requires the least amount of disks while still satisfying the capacity and performance requirements. If RAIDOverride=Yes, then either RAID-0 or RAID-1/0, inputted by the user, will be shown. If the user selected RAID-5 or RAID-6, RAID-1/0 will be used.
Note on A137: Number of disks required for the optimum RAID configuration.
Note on A138: Required number of disks for the replica for the optimum RAID configuration.
Note on A139: This calculation determines the desired RAID configuration based on user input.
Note on A140: Number of disks required for the optimum RAID configuration.
Note on A143: This is the optimum disk configuration (capacity and type) for the mailbox server solution.
Note on A144: This is the recommended RAID configuration for the database disk group.
Note on A145: The optimum number of database disks will be determined based on ensuring performance is achieved first with the minimal number of disks followed by capacity.
Note on A146: This is the recommended number of disks that should be used for the replica (continuous replication) data disk set. 1. If CCR, these disks should be on a separate storage array. 2. If LCR, these disks should not be the same ones that make up the production data disk set. Also, please do not share the production data spindles with the replica data spindles for recovery purposes.
Note on A149: This is the total number of disks required to support the active copy. This includes: - Database disks - Log disks - Restore LUN disks
Note on A150: This is the total number of disks required to support the LCR or CCR replica. This includes: - Database disks - Log disks - Restore LUN disks (if CCR)
Note on A151: This is the total number of disks required to support each SCR target.
Note on A152: This is the total number of disks required to support each mailbox server (and its respective database copy) as well as each SCR target.

## Variables (hidden)
Note1: Do not make any changes to this sheet. This sheet is only used for calculation purposes.
Version | YNQuestion | Enabled | Max Memory (GB) | Backup Method | Outlook Profile | Hours | SCR Targets | RAID Options | SCR HA Option | SCR Activation
RTM | Yes | Enabled | 32 | Hardware VSS Backup/Restore | Online Mode | 1 | 0 | RAID-0 | Single-Node | Server Recovery
SP1+ | No | Disabled |  | Software VSS Backup/Restore | Cached Mode | 2 | 1 | RAID-1/0 | Match Source Configuration | Database Portability
|  |  |  | VSS Backup Only |  | 3 | 2 | RAID-5
|  |  |  | Streaming |  | 4 | 3 | RAID-6
[6 empty] | 5 | 4
6
7
8
9
10
11
12
13
14
15
16
17
18
19
20
21
22
23
24
LUN Size Response
Important: The calculator recommends a LUN size greater than 2TB. In order to implement this size you have two options. The preferred method is to reduce the number of mailboxes, reduce the size of the database, or decrease the mailbox size to ensure that you are below the 2TB MBR partition limit. The second option is to utilize GPT partitions which do not have a 2TB limit; however if you are clustering, Windows Server 2003 Failover Clustering does not support GPT disks unless you install http://support.microsoft.com/kb/919117. For more information on partition best practices with Exchange 2007, please see http://technet.microsoft.com/en-us/library/bb124518.aspx.
Log Replication Response
Important: The Log Replication Throughput metrics for both Geographically Dispersed CCR and/or SCR are dependent upon knowing the proper log generation rate per hour of the day for your environment. If this data is unknown (or if you used the default example configuration), then the log replication throughput metrics may not be accurate.

## Tables (hidden)
Note1: Do not make any changes to this sheet. This sheet is only used for calculation purposes.
Send/Receive / day (~50KB) | User Type | Total Items | Transaction Logs Generated
5 sent/20 received | Light | 25 | 6
10 sent/40 received | Average | 50 | 12
20 sent/80 received | Heavy | 100 | 24
30 sent/120 received | Very Heavy | 150 | 36
User Type | Mailbox Memory Recommendation (+ MB)
-- | 0
Light (2MB) | 2
Average (3.5MB) | 3.5
Heavy (5MB) | 5
Memory | Memory Profile | Memory Profile
0 | Light (2MB) | 2 MB
2 | Light (2MB) | 2 MB
2.1 | Average (3.5MB) | 3.5 MB
3.5 | Average (3.5MB) | 3.5 MB
3.6 | Heavy (5MB) | 5 MB
5 | Heavy (5MB) | 5 MB
Continuous Replication Model | Recommended Maximum Database Size
None | 100
LCR | 200
CCR | 200
SCC | 100
SG | SG Group Count | Minimum Physical memory (GB) (RTM) | Minimum Physical memory (GB) (SP1)
1 | 1-4 | 2 | 2
5 | 5-8 | 4 | 4
9 | 9-12 | 6 | 5
13 | 13-16 | 8 | 6
17 | 17-20 | 10 | 7
21 | 21-24 | 12 | 8
25 | 25-28 | 14 | 9
29 | 29-32 | 16 | 10
33 | 33-36 | 18 | 11
37 | 37-40 | 20 | 12
41 | 41-44 | 22 | 13
45 | 45-48 | 24 | 14
49 | 49 | 26 | 15
50 | 50 | 26 | 15
Backup Methodology | Backup Frequency
VSS Backup/Restore | --
VSS Backup Only | Daily Full
VSS Backup Only | Weekly Full / Daily Incremental
VSS Backup Only | Weekly Full / Daily Differential
Streaming | Daily Full
Streaming | Weekly Full / Daily Incremental
Streaming | Weekly Full / Daily Differential
Backup Frequency | LUN Design
Daily Full | 1
Weekly Full / Daily Incremental | 1/7
Weekly Full / Daily Differential | 1/7
Number of SGs | Restore LUN Capacity
1 | 1
2 | 1
3 | 1
4 | 1
5 | 1
6 | 1
7 | 1
14 | 2
21 | 3
28 | 4
35 | 5
42 | 6
49 | 7
50 | 7
Disk Drive | Capacity | Disk I/O
36GB 10K RPM FC/SCSI/SAS 3.5" | 36 | 130
36GB 15K RPM FC/SCSI/SAS 3.5" | 36 | 180
36GB 10K RPM SAS 2.5" | 36 | 165
36GB 15K RPM SAS 2.5" | 36
72GB 10K RPM FC/SCSI/SAS 3.5" | 72 | 130
72GB 15K RPM FC/SCSI/SAS 3.5" | 72 | 180
72GB 10K RPM SAS 2.5" | 72 | 165
72GB 15K RPM SAS 2.5" | 72
146GB 10K RPM FC/SCSI/SAS 3.5" | 146 | 130
146GB 15K RPM FC/SCSI/SAS 3.5" | 146 | 180
146GB 10K RPM SAS 2.5" | 146 | 165
146GB 15K RPM SAS 2.5" | 146
250GB 7.2K RPM SATA (Native) | 250 | 90
250GB 7.2K RPM SATA (Non-Native) | 250 | 75
300GB 10K RPM FC/SCSI/SAS 3.5" | 300 | 130
300GB 15K RPM FC/SCSI/SAS 3.5" | 300 | 180
500GB 7.2K RPM SATA (Native) | 500 | 90
500GB 7.2K RPM SATA (Non-Native) | 500 | 75
Number of Storage Groups | Number of LUNs / Backup Set
1 | 1
7 | 1
8 | 2
9 | 3
10 | 2
11 | 3
12 | 3
13 | 3
14 | 2
15 | 3
16 | 4
17 | 4
18 | 3
19 | 3
20 | 4
21 | 3
22 | 4
23 | 4
24 | 4
25 | 5
26 | 4
27 | 4
28 | 4
29 | 5
35 | 5
36 | 6
42 | 6
43 | 7
49 | 7
Network Link | Network Link Bandwidth
64 Kilobit | 64000
128 Kilobit | 128000
192 Kilobit | 192000
256 Kilobit | 256000
384 Kilobit | 384000
768 Kilobit | 768000
DS1 / T1 (1.5 Mbps) | 1544000
E1 (2 Mbps) | 2048000
DS2 / T2 (6.3 Mbps) | 6312000
E2 (8.4 Mbps) | 8448000
Ethernet | 10000000
16 Megabit | 16000000
E3 (34.4 Mbps) | 34368000
DS3 / T3 (44.7 Mbps) | 44736000
OC-1 (51.8 Mbps) | 51840000
Fast Ethernet | 100000000
OC-3 (155 Mbps) | 155520000
OC-12 (622 Mbps) | 622080000
Gigabit Ethernet | 1000000000
OC-24 (1.2 Gbps) | 1243680000
OC-48 (2.5 Gbps) | 2488320000
OC-96 (5 Gbps) | 4976640000
10 Gigabit Ethernet | 10000000000
Network Link Capacity | TCP Window Size
-- | Default Value
0 | Default Value
65535 | Default Value
65536 | 131070
131070 | 131070
131071 | 262140
262140 | 262140
262141 | 524280
524280 | 524280
524281 | 1048560
1048560 | 1048560
1048561 | 2097120
2097120 | 2097120
2097121 | 4194240
4194240 | 4194240
4194241 | 8388480
8388480 | 8388480
8388481 | 16776960
16776960 | 16776960
16776961 | 33553920
33553920 | 33553920
33553921 | 67107840
67107840 | 67107840
67107841 | 134215680
134215680 | 134215680
134215681 | 268431360
268431360 | 268431360
268431361 | 536862720
536862720 | 536862720
536862721 | 1073725440
1073725440 | 1073725440
RAID-1/0 Group Type | Number Capacity Disks | Number Parity Disks | Total Disks
1+1 | 1 | 1 | 2
2+2 | 2 | 2 | 4
3+3 | 3 | 3 | 6
4+4 | 4 | 4 | 8
RAID-5 Group Type | Number Capacity Disks | Number Parity Disks | Total Disks
2+1 | 2 | 1 | 3
3+1 | 3 | 1 | 4
4+1 | 4 | 1 | 5
5+1 | 5 | 1 | 6
6+1 | 6 | 1 | 7
7+1 | 7 | 1 | 8
8+1 | 8 | 1 | 9
9+1 | 9 | 1 | 10
10+1 | 10 | 1 | 11
11+1 | 11 | 1 | 12
12+1 | 12 | 1 | 13
13+1 | 13 | 1 | 14
14+1 | 14 | 1 | 15
15+1 | 15 | 1 | 16
16+1 | 16 | 1 | 17
17+1 | 17 | 1 | 18
18+1 | 18 | 1 | 19
19+1 | 19 | 1 | 20
20+1 | 20 | 1 | 21
RAID-6 Group Type | Number Capacity Disks | Number Parity Disks | Total Disks
6+2 | 6 | 2 | 8
Disk Size | Raw Capacity
-- | --
36 GB | 36
72 GB | 72
146 GB | 146
250 GB | 250
300 GB | 300
400 GB | 400
450 GB | 450
500 GB | 500
750 GB | 750
1000 GB | 1000
Disk Drive | Disk I/O
10K RPM FC/SCSI/SAS 3.5" | 130
15K RPM FC/SCSI/SAS 3.5" | 180
10K RPM SAS 2.5" | 165
15K RPM SAS 2.5" | 230
7.2K RPM SATA | 50
Note on C84: Random disk I/O measured at the controller
Note on B244: Random disk I/O measured at the controller

## Version Changes
Note1: Do not make any changes to this sheet.
Version 0.1 - 3.9 - Development Releases
Version 4.0 - Beta Release
Version 4.1 - Beta Feedback (Ray Infante, Steve Sweetman, Kyryl Perederiy, Chris Polk) and various bug fixes
Version 4.2 - Beta Feedback (Kyryl Perederiy)
Version 4.3 - Beta Feedback (Kyryl Perederiy)
Version 4.4 - Beta Feedback (Ray Infante, Robert Quimbey) and various bug fixes
Version 4.5 - Fixed Log disk requirements
Version 4.6 - Beta Feedback (Kyryl Perederiy) and bug fixes
Version 4.7 - Beta Feedback (Matt Gossage, Kyryl Perederiy) and bug fixes
Version 4.8 - Updated Memory Guidance
Version 4.9 - Added question email address
Version 5.0 - Updated Storage LUN Design calculations (removed unnecessary 10% overhead if Restore LUN enabled)
Version 5.1 - Added RAID-1/0 Parity Groups (Nino Bilic)
Version 5.2 - RAID-1/0 I/O Calculation adjustment
Version 5.3 - RAID-1/0 Log Calculation Adjustment
Version 5.4 - RAID-1/0 Log Calculation Adjustment; inclusion of RAID-1/0 Rebuild Overhead in RAID-1/0 Log I/O Calculation (Chris Polk)
Version 5.5 - Added 1+1 RAID-1/0 Parity Group
Version 5.6 - Changed the way we calculate the IOPS profile (Removed E2K3 Reduction value, added IOPS Calculation, added Outlook Client Mode)
Version 5.7 - Formatting changes
Version 5.8 - Formatting changes
Version 5.9 - Added Software VSS Capability
Version 6.0 - Changed "Override IOPS Calculation" to "Predict IOPS Value"
Version 6.1 - Fixed comment error in Storage Design Tab
Version 6.2 - Fixed avg message size font color
Version 6.3 - Fixed Log Disk calculation
Version 6.4 - Added Ray's name to list of contributors
Version 6.5 - Added LUN capacity factor to prevent design of LUNs that 100% utilized (Chuck Chiambalero)
Version 6.6 - Changed the way transaction logs are generated by basing it on the message profile
Version 6.7 - Adjusted Disk Requirements Results Table to indicate Space Required is per Replica; Adjusted LUN Requirements Table to Indicate Replica Requirements (Jeffrey Rosen)
Version 6.8 - Improved Log Disk calculation
Version 6.9 - Improved Log Disk Calculation (Muris Saab)
Version 7.0 - Fixed Total Number of Disks Required to account for Restore LUN / node
Version 7.1 - Added 750GB SATA disks; Added RAID-6 override; updated transactions generated / mailbox profile values
Version 7.2 - Updated Online Mode database read I/O calculations; changed disk configuration table
Version 7.3 - Added Backup Design tab; fixed formatting issues; grouped calculation tables into group and hid them by default
Version 7.4 - Removed additional I/O overhead factor from Log Write Transfers /s and moved I/O Overhead Factor from IOPS/mailbox to Peak IOPS calculation (Dan Baskette)
Version 7.5 - Formatting Changes
Version 7.6 - RAID-1/0 Performance calculation fix for small scale mailbox deployments; formatting changes
Version 7.7 - Fixed Base RAID-1/0 Log Calculation
Version 7.8 - Fixed backwards compatibility conditional formatting issue.
Version 7.9 - Combined Non-Native and Native SATA disks. Also reduced SATA Random IOPS to 50. Added a note regarding SATA disk performance.
Version 8.0/8.1 - Included Replication Requirements tab (Paul Galjan)
Version 8.2 - Added Executive User Mailbox scenario
Version 8.3 - Cleaned up LUN Requirements by separating out data overhead and LUN capacity figures so that we could show disk space required for database and logs and LUN disk space required for database and logs. Also updated the restore LUN calculations as well. New results are shown in the storage requirements tab.
Version 8.4 - Added in Tier2 mailbox configuration and changed storage requirements and LUN requirements tabs as a result. Also added customization for maximum database size.
Version 8.5 - Moved Storage Requirements Results to a new worksheet and created a single Inputs worksheet that walks through the steps to use the calculator.
Version 8.6 - Incorporated log replication bandwidth requirements for geographically dispersed CCR scenarios. Added legal statement.
Version 8.7 - Text changes. Also factored in log generation / mailbox based on average message size.
Version 8.8 - Added SCR options.
Version 8.9 - Incorporated feedback from Ramon Infante
Version 9.0 - Corrected calculation of LUN free space percentage so that it actually ensured the correct percentage of free space would be available (Martin Coetzer). Made some formatting changes.
Version 9.1 - Fixed RAID-1/0 Number of Log Disks performance calculation; fixed RAID Rebuild Overhead calculations to ensure less than 100% scenarios took into account the full percentage
Version 9.2 - Documented SCR Log Replication Throughput is per SCR Target (Thierry Demorre)
Version 9.3 - scoped geographically dispersed CCR throughput to only list throughput requirements if CCR is the source continuous replication model
Version 9.4 - Added a table that shows how many mailboxes from each Tier are placed within a database. (Jeffrey Rosen)
Version 9.5 - Changed Storage Design tab to use DB and Log LUN Space Requirements for disk capacity sizing. (Steve Antonio)
Version 9.6 - Fixed Peak IOPS calculation to include Tier-2 Mailbox I/O requirements (Jeffrey Rosen)
Version 9.7 - Changed Log write : Database Write ratio from 1:2 to 3:4
Version 9.8 - Changed the LUN Requirements tab to accurately generate 2 LUNs / Backup Set architecture so that there is an even (as close as possible) distribution of storage groups on the each LUN / backup set.
Version 9.9 - Changed the Backup Requirements tab to to accurately reflect the 2 LUNs / Backup Set architecture when calculating weekly full backups.
Version 10.0 - Fixed Restore LUN Disk calculation to report 0 disks if Restore LUN is not enabled. (Ankur Kothari)
Version 10.1 - Added in SCR Log Replay Delay capacity allocation by incorporating to into the transaction log backup requirements calculation. Also added a note regarding >2TB partition/LUN sizes.
Version 10.2 - Added number of transaction logs generated based on mailbox moves and total transaction logs generated which includes both user generated transaction logs and mailbox move transaction logs for alignment with DPM Storage Calculator. Also updated Log Replication to take into account the additional move mailbox log traffic. General formatting improvements.
10.3 - Changed backed out in v11.0
10.4 - Added disk capacity and type choices for Log and Restore LUN to allow for differentiation from database disk type and capacity. Formatting changes.
Version 10.5 - Formatting changes
Version 10.6 - Formatting Changes for Special >2TB Note (Jeffrey Rosen)
Version 10.7 - Conditioned database read IOPS per mailbox class to not be affected by online mode clients whose mailbox sizes are less than 128MB (Ian Cornes)
Version 10.8 - Adjusted database read and write IOPS calculations to use calculated read:write ratios for each mailbox class.
Version 10.9 - Adjusted DataGrowth and IOGrowth factor calculations to account for scenarios of 100% or greater. General formatting changes.
Version 11.0 - minor updates;backed out change v10.3
Version 11.1 - Fixed SCR Target output in LUN Requirements table (Nick Matahen)
Version 11.2 - Fixed Restore LUN capacity calculation (had missing parantheses)
Version 11.3 - Fixed memory profile / mailbox to show actual profile based on calculated database cache / mailbox.
Version 11.4 - Fixed 2TB Special Note so that it doesn't appear when restore LUN is disabled.
Version 11.5 - Fixed two conditional formatting incompatibilites with legacy versions of Excel
Version 11.6 - Added SCR Log Truncation Time and adjusted Log Backup Capacity formula. Changed Log Replay input value to number of seconds to allow for more granularity.
Version 11.7 - Fixed DB Read and Write I/O Calculations to take into account User Concurrency (Ben Appleby)
Version 11.8 - General formatting changes
Version 11.9 - Addressed issue where Additional I/O Requirements was not factored into DB Read and DB Write Transfer calculations
Version 12.0- Updated memory calculations to include new SP1 minimum RAM guidance per storage group; added a note explaining Log I/O is sequential and db I/O is random
Version 12.1 - Reworked Log Replication Requirements tab (moved tables around); Moved Log Replication Requirements table to Log Replication Requirements Results Pane; added TCP/IP Optimization settings for log replication (Michael Webb)
Version 12.2 - To ensure less confusion in the storage requirements results, I have changed the text "Memory Profile / Mailbox" to "Database Cache / Mailbox" since this is the calculated amount of RAM and not necessarily the amount of RAM recommended based on the message profile (Robert Snyder)
Version 12.3 - Added TCP1323Opts registry key recommendation; Moved RAID/disk related tables to Storage Design spreadsheet
Version 12.4 - Updated "Database Reads / Mailbox" note field in the Storage Requirements calculations section (Ian Cornes)
Version 12.5 - Changed the mailbox tier read:write profile input option to allow any mix to be entered instead of a defined list
Version 12.6 - Updated log generation numbers per mailbox profile as a result of SP1 work
Version 12.7 - Added a table to the Log Replication Requirements worksheet that determines if the chosen network link is acceptable
Version 12.8 - Updated chosen network link acceptability formulas (Michael Webb)
Version 12.9 - Fixed Max Throughput calculation to evaluated in bits vs bytes
Version 13.0 - Updated Database Cache / Mailbox to not use the terms light, average, heavy and instead just report the memory requirement (Robert Snyder)
Version 13.1 - Fixed Print margins; fixed TCPOpts1323 comments; fixed text on storage requirements to specify number of storage groups instead of number of databases; updated log replication table comments; Added 15K SFF random IOPS; added 400GB disk capacity
Version 13.2 - Added Latest version link; Added Network Failure Tolerance (Paul Gejan)
Version 13.3 - Added support for multiple mailbox servers (updated formulas, changed results sections as appropriate)
Version 13.4 - Added in capability for entering in total projected growth in number of mailboxes that the solution will incur during its lifecycle
Version 13.5 - Added Network Failure Tolerance measurement (days); added total number of mailboxes per server/environment in storage requirements output; table heading changes (Ramon Infante)
Version 13.6 - Cleaned up Log Replication results section to make it more clear whether chosen network link is acceptable and if it is not, what link should be used
Version 13.7 - Added total SCR Log Throughput value (Robert Gillies)
Version 13.8 - Fixed wording in Input Step 2 to indicate that you must enter the total number of mailboxes in the environment if utilizing the multiple server functionality (Simon Pengelly)
Version 13.9 - Fixed "Total SCR Log Troughput Required" formula to display "--" accurately
Version 14.0 - Added support for GPT disks in Windows Server 2003 clusters (KB 919117) - Greg Turner
Version 14.1 - Fixed spelling mistakes; Added 1000 GB disk capacity; Added conditional formatting coding if you choose not to predict the IOPS/mailbox and do not enter in an IOPS profile and a R:W ratio (Jeffrey Rosen)
Version 14.2 - Added Additional Options for Disk Configurations, option to override and select desired RAID and output recommended RAID configuration for given configurations
Version 14.3 - Added additional RAID-5 parity groups; Added notes to new storage design calculations
Version 14.4 - Moved DB RAID table from Storage Design Calculations section to Results section; fixed up text in various comments; fixed the TierxMBXSize formulas so that they always round up, thereby providing a consistent result (Mark Smith); removed Log Replication Requirements Special Note from Storage Requirements tab
Version 14.5 - Changed Continuous Replication Model to High Availability Model (Bradley Saviel); fixed several formulas as a result of HA Option; added table for Number of Servers; updated storage requirements tables to account for total mbx servers and total scr target servers; added conditional formatting rules to several sections of the input worksheet; added SCR target activation and HA configuration inputs
Version 14.6 - Fixed total number of disks for environment formula
Version 14.7 - incorporated feedback
Version 14.8 - Fixed SCR Log Replication when source is CCR and target configuration matches source configuration since we'll replicate to both target nodes
Version 14.9 - Explicitly showed in the Recommended RAID Configuration table that if the source mailbox server is CCR, then there is a Restore LUN on both nodes; fixed RPO description
Version 15.0 - Fixed text in Tier-2 Input options to indicate Tier-2 instead of Tier-3 (Erik Szewczyk); added (per Server) to Backup and LUN Requirements worksheets (Joe Richards)
Version 15.1 - Fixed "SCR Log Throughput Required / SCR Target" to display throughput requirements per source mailbox server for the scenario where there are multiple source mailbox servers (Walter Meclazcke); added geographically dispersed CCR throughput per CMS metric as well for the scenario where there are multiple mailbox servers
Version 15.2 - Expanded comments on "Additional I/O Requirements" input field
Version 15.3 - changed the way the Storage Design Disk Type/Capacity inputs are entered. Previous versions had different configurations in columns; each configuration is isolated to a single table
Version 15.4 - Updated Storage Design tab to ensure that the same disk configuration is outputted for database, log and restore LUN; added note to Storage Design tab regarding how disk calculations are performed (cost and power are not considered)
Version 15.5 - Added RAID-1/0 3+3 parity options
Version 15.6 - Fixed RAID-1/0 3+3 parity option in the RAID parity table
Version 15.7 - Fixed storage design validation errors
Version 15.8 - Fixed comments in the Disk Configuration input tables (Dave Chomas); added conditional formatting to custom database size
Version 15.9 - Fixed RAID-0 performance calculations for DB and Log Configurations 2 and 3; added cell names for single server results in Disk Space & Performance Requirements table (Paul Gejan)
Version 16.0 - Fixed backup throughput metrics to indicate this is for streaming backup and added conditional formatting for backup/restore rate parameters (Ashraf Ismail); added streaming restore rate outputs; fixed backup rate metrics to include all transaction logs; noted that "Additional I/O Requirement" field is per server (Simon Pengelly); fixed notes on Storage Design tab (Chuck Chiambalero)